## GRH YR1 Mortuary
Electrical Test Inspection Schedule April 2019 - GRH
| Year | Supply Source | Panel Ref | Panel / DB Location | Ward/Department | Fixed Installation Due Date | Last Fixed Installation Test | Number of Boards / Panels | Dis Board Reference | Number of Circuits | Conditionn Reports Certificate number | Minor Works Certificate Number | Compliance %
|  | Tower Block |  | Concourse riser | Amigo shop & Operational team office | 2024-11-15 | 2019-11-15 | 1 | Concourse riser DB | 4 | 806 | N/A | 100
| YEAR 1 | Mortuary | Mortuary Substation (New) LV Switchroom | Mortuary Substation (New) LV Switchroom | Mortuary Sub Station & LV Switchroom & Phase 4b Chiller Plant room | 2024-06-25 | 2019-06-25 | 8 | Mortuary Sub station (new) LV Panel | 11 | 57857 | N/A | 100
| YEAR 1 | Mortuary | Mortuary Old LV Panel | Mortuary Old LV Switchroom |  |  |  |  | Mortuary Old LV Panel | 16
| YEAR 1 | Mortuary | Mortuary Old LV Panel | Essential Users Carpark Pillar |  |  |  |  | Carpark Lighting Pillar | 6
| YEAR 1 | Mortuary | Mortuary Old LV Panel | Mortuary Old LV Switchroom |  |  |  |  | DB/E9 | 15
| YEAR 1 | Mortuary | Mortuary Substation (New) LV Switchroom | Phase 4b Chiller Plantroom |  |  |  |  | Medical Air Switchboard | 3
| YEAR 1 | Mortuary | Mortuary Old LV Panel | Mortuary Lift Motor Room |  |  |  |  | DB Mortuary Lift Motor Shaft | 4
| YEAR 1 | Mortuary | Mortuary Old LV Panel | Mortuary Lift Motor Room |  |  |  |  | Motor Lift Isolator | 1
| YEAR 1 | Mortuary |  | Phase 4b Chiller Plantroom |  |  |  |  | Pathology Chiller C | 4
| YEAR 1 | Mortuary |  | Phase 4b Chiller Plantroom |  |  |  |  | Phase 4b Chiller CP9 | 8
| YEAR 1 | Mortuary | Mortuary Old LV Panel | Phase 4b Chiller Plantroom |  |  |  |  | DB Medical Air Drier | 4
| YEAR 1 | ECB | ECB LV Swicthroom | DB Genertor Hall | HV generator hall equipment | 2024-04-23 | 2019-04-23 | 1 | DB Genertor Hall | 10 | 57908 | N/A | 100
| YEAR 1 | Boilerhouse | Panel 29 | Panel 29 | Main Dishwasher Area | 2026-12-17 | 2021-12-17 | 1 | DB/Dish Equipment | 9 | 24523437 | N/A | 100
| YEAR 1 | Orchard Centre | OC LV Switchroom | OC LV Switchroom | Cotswold Dialysis | 2024-10-20 | 2019-10-20 | 4 | Main LV Sub DB | 13 | 57856 | 75% | 100
| YEAR 1 |  | OC LV Switchroom | Orchard Centre Basement Plant Room | Orchard Centre |  |  |  | Busbar 3 | 13
| YEAR 1 |  | OC LV Switchroom | OC Cotswold Renal LV Switchroom | Cotswold Renal |  |  |  | Main LV Panel | 6
| YEAR 1 |  | OC LV Switchroom | OC Cotswold Renal LV Switchroom | Cotswold Renal |  |  |  | DB1 | 30
| YEAR 1 |  | OC LV Switchroom | OC Cotswold Renal LV Switchroom | Cotswold Renal |  |  |  | DB2 | 31
| YEAR 1 |  | OC LV Switchroom | OC Cotswold Renal LV Switchroom | Cotswold Renal |  |  |  | DB3 | 23
| YEAR 1 |  | OC LV Switchroom | OC Cotswold Renal Water Treatment Room | Cotswold Renal |  |  |  | DB4 | 5
| YEAR 1 |  | OC LV Switchroom | OC Cotswold Renal Workshop | OC Drum Entrance |  |  | 1 | DB Drum | 8
| YEAR 1 |  | OC LV Switchroom | OC Head/Neck Assessment Unit Portacabin | OC Head/Neck Assessment Unit (Portacabin) |  |  | 1 | DB5 | 14
| YEAR 1 | Orchard Centre | OC LV Switchroom | Wotton Lodge Basement | Wotton Lodge | 2027-05-11 | 2019-04-23 | 6 | Main Panel | 4 | 57392 |  | 100
| YEAR 1 |  | OC LV Switchroom | Wotton Lodge Ground Floor Cupboard | Wotton Lodge Ground Floor |  |  |  | Main Panel 1 | 2
| YEAR 1 |  | OC LV Switchroom | Wotton Lodge Ground Floor Cupboard | Wotton Lodge Ground Floor |  |  |  | DB-1-1LTS | 8
| YEAR 1 |  | OC LV Switchroom | Wotton Lodge Ground Floor Cupboard | Wotton Lodge Ground Floor |  |  |  | DB-2-PWR | 10
| YEAR 1 |  | OC LV Switchroom | Wotton Lodge 1st Floor Corridor | Wotton Lodge 1st floor |  |  |  | DB3 | 17
| YEAR 1 |  | OC LV Switchroom | Wotton Lodge Basement | Wotton Lodge Basement |  |  |  | DB-Basement | 2
| YEAR 1 | Boilerhouse | Busbar B1 & busbar S1 NEW MCCB PANELBOARD | ECA basement Cage Area | Gallery Wing Basement | 2019-06-30 |  | 1 | Busbar B1 & busbar S1 | N/A | 59185 | N/A | 100
|  | Orchard Centre | Chestnut house LV Switch Panel | Leadon House Main Foyer Cupboard | Leadon House | 2024-07-05 | 2019-07-05 | 3 | Main Panel | 4 | 59186 | N/A | 100
| YEAR 1 | Orchard Centre | Chestnut house LV Switch Panel | Leadon House Main Foyer Cupboard | Leadon House Ground Floor |  |  |  | DB1 | 38
| YEAR 1 | Orchard Centre | Chestnut house LV Switch Panel | Leadon House Floor 2 | Leadon House Floor 2 |  |  |  | DB2 | 37
| YEAR 1 | Boilerhouse | ECA Boilerhouse LV Switchroom | Estates Workshop | Estates Workshop | 2024-09-24 | 2019-09-24 | 3 | DB1 | 30 | 61719 | N/A | 100
| YEAR 1 | Boilerhouse | ECA Boilerhouse LV Switchroom | Support Services / Linen Distribution Plantroom | Support Services / Linen Distribution | 2411/2024 | 2019-09-24 | 4 | DBG1 | 22 | 000386 | N/A | 100
| YEAR 1 | Mortuary | Mortuary (Old) LV Switchroom | Medical Health Records plantroom | Medical Health Records | 2024-11-06 | 2019-11-06 | 5 | DB1 | 10 | 61723 | N/A | 100
| YEAR 1 |  |  | Medical Health Records plantroom | Medical Health Records |  |  |  | DB2 | 15
| YEAR 1 |  |  | Medical Health Records Lobby Area 019 | Medical Health Records |  |  |  | DB3 | 16
| YEAR 1 |  |  | Medical Health Records plantroom | Medical Health Records |  |  |  | Heating Panel | 13
| YEAR 1 |  |  | Medical Health Records plantroom | Medical Health Records |  |  |  | MDP | 4
| YEAR 1 | Mortuary | New Thetare 11-14 LV Panel | Archive Store Room NT018 | Medical Engineering | 2024-12-01 | 2019-12-01 | 6 | DB/G/E/M1 | 8 | 61721 | N/A | 100
| YEAR 1 |  |  | Archive Store Room NT018 | Medical Engineering |  |  |  | DB/G/NE/L1 | 17
| YEAR 1 |  |  | Archive Store Room NT018 | Medical Engineering |  |  |  | DB/G/NE/P1 | 37
| YEAR 1 |  |  | Technicians Workshop Room NT024 | Medical Engineering |  |  |  | DB/G/NE/P2 | 8
| YEAR 1 |  |  | Heavy Machine Workshop NT022 | Medical Engineering |  |  |  | DB/G/NE/P3 | 6
| YEAR 1 |  |  | Technicians Workshop Room NT015 | Medical Engineering |  |  |  | DB/G/NE/P4 | 10
| YEAR 1 | Mortuary | Phase 4b LV Switchroom | Pharamcy LV Cupboard Room 022c | Pharmacy | 2025-02-11 | 2020-02-11 | 1 | DBE3/N3 | 33 | 21194458 |  | 100
| YEAR 1 |  |  | Pharamcy LV Cupboard Room 022c | Pharmacy | 2025-09-09 | 2020-09-09 | 1 | DBE4 | 42 | 68545.4 |  | 100
| YEAR 1 |  |  | Pharamcy LV Cupboard Room 022c |  |  |  | 1 | DBN4 | 29
| YEAR 1 |  |  | Pharmacy Plantroom |  | 2025-08-12 | 2020-08-12 | 1 | DBE5/NE5 | 18 | NBS214 |  | 100
| YEAR 1 |  |  | Pharmacy Stores |  | 2025-12-20 | 2020-12-20 | 1 | ROBOT DB | 4 | 1CN18C |  | 100
| YEAR 1 | Tower Block | MV Room | Floor 1 Surgical HDU LV Switchroom | Floor 1 Surgical HDU, Staff and Admin Area | 2024-11-27 | 2019-11-27 | 2 | DB3 | 26 | 71226 |  | 100
| YEAR 1 | Mortuary | Phase 4b LV Switchroom | Mortuary Plantroom A | Mortuary | 2020-01-05 |  | 6 | AHU Control panel A | 5 | 000391 | 30%
| YEAR 1 |  |  | Mortuary Plantroom B |  |  |  |  | AHU Control panel B | 5
| YEAR 1 |  |  | Mortuary Rear Entrance |  |  |  |  | DB Coldstore | 3
| YEAR 1 |  |  | Mortuary Plantroom B |  |  |  |  | DB Fridge Panel | 1
| YEAR 1 |  |  | Mortuary Plantroom B |  |  |  |  | Down Draught / Cond | 3
| YEAR 1 |  |  | Mortuary Gent Changing Room Store 110 |  | 2025-06-25 | 2020-06-25 | 2 | GEN DB1 | 13 | 67664 |  | 100
| YEAR 1 | [7 empty] | GEN DB2 | 16
| YEAR 1 | Mortuary | PHLS LV Switchroom Panel | PHLS Ground Floor LV Cupboard 144 | PHLS Microbiology | 2025-06-24 | 2020-06-24 | 9 | DB/LP1 | 32 | 67633 | N/A | 100
| YEAR 1 | Mortuary |  | PHLS Ground Floor LV Cupboard 144 |  |  |  |  | DB/LP2 | 3
| YEAR 1 | Mortuary |  | PHLS 1st Floor LV Cupboard Room 214 |  |  |  |  | DB2 | 40
| YEAR 1 | Mortuary |  | PHLS 1st Floor LV Cupboard Room 214 |  |  |  |  | DB3 | 16
| YEAR 1 | Mortuary |  | PHLS Plantroom |  |  |  |  | PHLS LV Switchgear panel | 8
| YEAR 1 | Mortuary |  | PHLS Plantroom |  |  |  |  | DB4 | 12
| YEAR 1 | Mortuary |  | PHLS Plantroom |  |  |  |  | DB5 | 3
| YEAR 1 | Mortuary |  | PHLS Plantroom |  |  |  |  | DB5A | 4
| YEAR 1 | Mortuary | Pathology Plantroom | Pathology Plantroom CP1 | Pathology Plantroom | 2020-01-20 |  | 5 | AHU1 | 2 | 000443 | Not tetsing
| YEAR 1 | Mortuary |  | Pathology Plantroom CP1 |  |  |  |  | AHU3 | 2
| YEAR 1 | Mortuary |  | Pathology Plantroom CP1 |  |  |  |  | AHU5 | 2
| YEAR 1 | Mortuary |  | Pathology Plantroom CP1 |  |  |  |  | AHU Heating Pump | 1
| YEAR 1 | Mortuary |  | Pathology Plantroom CP1 |  |  |  |  | AHU2 | 2
| YEAR 1 | Mortuary |  | Pathology Plantroom CP1 |  |  |  |  | AHU4 | 2
| YEAR 1 | Mortuary |  | Pathology Plantroom |  |  |  |  | DBE5 | 14 | 67662
| YEAR 1 | Mortuary |  | Pathology Ground Floor LV Cupboard Room 218 |  |  |  |  | DBE1 | 25
| YEAR 1 | Mortuary |  | Pathology Ground Floor LV Cupboard Room 177 |  |  |  |  | DBE3 | 36
| YEAR 1 | Mortuary |  | Pathology Comms Room 202 |  |  |  |  | DBE6 | 2
| YEAR 1 | Mortuary |  | Pathology Ground Floor LV Cupboard Room 218 |  |  |  |  | DB/NE1 | 18
| YEAR 1 | Mortuary |  | Pathology Ground Floor LV Cupboard Room 177 |  |  |  |  | DB/NE3 | 37
| YEAR 1 | Mortuary | Pathology Plantroom | Cyro Store | Cyro Store | 2025-06-24 | 2020-06-24 | 2 | DB8A | 6 | 67661 | N/A | 100
| YEAR 1 | Mortuary | External Pathology Plantroom 212 | ?? |  |  |  |  | DBE8 | 7
| YEAR 1 | Mortuary | Mortuary LV Switch Panel | Consultant Essential User Car Park | Consultant Car Park | 2020-05-12 |  | 1 | BMS Pillar | 1 | 000438 | ?????
| YEAR 2 | Tower Block | MV Room | Theatre 1 Thackeray Panel | Theatre 1 | 2025-08-01 | 2020-08-01 | 14 | DB/TH1A | 8 | 68544 | N/A | 100
| YEAR 2 | Tower Block | [6 empty] | DB/TH1B | 5
| YEAR 2 | Tower Block |  | Theatre 2 Service Cupboard | Theatre 2 |  |  |  | DB/T | 14
| YEAR 2 | Tower Block |  | Theatre 3 Thackeray Panel | Theatre 3 |  |  |  | DB/TH3A | 5
| YEAR 2 | Tower Block | [6 empty] | DB/TH3B | 9
| YEAR 2 | Tower Block |  | Theatre 4 Thackeray Panel | Theatre 4 |  |  |  | DB/TH4 | 10
| YEAR 2 | Tower Block |  | Theatre 5 Thackeray Panel | Theatre 5 |  |  |  | DB/TH5A | 4
| YEAR 2 | Tower Block | [6 empty] | DB/TH5B | 6
| YEAR 2 | Tower Block |  | Theatre 6 Thackeray Panel | Theatre 6 |  |  |  | DB/TH6A | 3
| YEAR 2 | Tower Block | [6 empty] | DB/TH6B | 7
| YEAR 2 | Tower Block |  | Theatre 7 Thackeray Panel | Theatres 7 |  |  |  | DB/TH7A | 3
| YEAR 2 | Tower Block | [6 empty] | DB/TH7B | 8
| YEAR 1 | Mortuary | Phase 4b LV Switchroom | DSU LV Cupboard Room 292 | DSU Theatres 8 - 10 | 2025-07-23 | 2020-07-23 | 1 | DBE7 | 35 | NBS1550 |  | 100
Norwood job No. 68545 | YEAR 2 | Tower Block | MV Room | Alcoves Plantroom 014 | CSSD | 2025-07-10 | 2020-07-10 | 10 | DB Autoclaves | 6 | 68545.1 |  | 100
| YEAR 2 | Tower Block |  | CSSD Dirty Wash Up | CSSD etc |  |  |  | DBC | 15
| YEAR 2 | Tower Block |  |  | CSSD etc |  |  |  | DBC1 | 6
| YEAR 2 | Tower Block |  | Basement Corridor and Basement CSSD Plantroom | CSSD etc |  |  |  | DBE1 | 6
| YEAR 2 | Tower Block |  |  | CSSD etc |  |  |  | DBE2 | 9
| YEAR 2 | Tower Block |  |  | Basement Corridor and Basement CSSD Plantroom |  |  |  | DBE3 | 6
| YEAR 2 | Tower Block |  |  | CSSD , Ultrasound, Ground floor lights etc |  |  |  | DBG1 | 21
| YEAR 2 | Tower Block |  |  | Ultrasound, Power ground Floor |  |  |  | DBG3 | 31
| YEAR 2 | Tower Block |  | CSSD Near Autoclaves | CSSD |  |  |  | DBG4 | 21
| YEAR 2 | Tower Block |  | CSSD Staff Room 004 | CSSD Area |  |  |  | DBE4 | 16
| YEAR 2 | Tower Block |  | Basement Corridor and Basement CSSD Plantroom | Panel 24 & 24C |  |  | 2 | Panel 24 & 24C | 10
| YEAR 2 | Tower Block |  | Ultrasound Rexception | Ultrasound |  |  | 3 | DB Ultrasound | 1
| YEAR 2 | Tower Block |  | Ultrasound Waiting area |  |  |  |  | NMDB | 4
| YEAR 2 | Tower Block |  | Ultrasound Office Room 093 |  |  |  |  | DB U5 | 4
| YEAR 2 | Tower Block |  | CSSD Basement Calorifier Olantroom | CSSD Plantroom |  |  |  | Heating CP CSSD | 3
| YEAR 1 | Mortuary | Phase 4b LV Switchroom | DSU LV Cupboard Room 239a | Phase 4b & DSU area | 2025-09-09 | 2020-09-09 | 2 | DBE6 | 54 | NBS227 |  | 100
| YEAR 1 |  | Phase 4b LV Switchroom | DSU LV Cupboard Room 239a |  |  |  |  | DBN6 | 7
| YEAR 1 | Mortuary | Phase 4b LV Switchroom | Phase 4b LV Switchroom |  | 2025-09-01 | 2020-09-01 | 5 | DBE1 | 12 | 68545.3 |  | 100
| YEAR 1 | Mortuary | Phase 4b LV Switchroom | DSU Top of Stairs Comms Room 306 (Theatre plantroom 2) |  |  | 2020-09-01 |  | DBE8 | 15
| YEAR 1 | Mortuary | Phase 4b LV Switchroom | Phase 4b LV Switchroom |  |  | 2020-09-01 |  | DBN1 | 10
| YEAR 1 | Mortuary | Phase 4b LV Switchroom | DSU Theatre Plantroom 2 (302) |  |  | 2020-09-01 |  | DB Day Surgery Plant Room | 11
| YEAR 1 | Mortuary | Phase 4b LV Switchroom | DSU Lift Plant Room 303 |  |  | 2020-09-01 |  | Lift Shaft DB | 5
| YEAR 1 | Mortuary | Phase 4b LV Switchroom | Pump Plant Room 010 (Pete old plantroom) |  |  |  |  | Pump Control Panel | 14
| YEAR 2 | Mortuary | Basement LV Switchroom (034) Panel 26 | X-Ray Room 8 | X-Ray Room 8 | 2025-09-28 | 2020-09-28 | 19 | DB X-Ray 8 | 8 | 68545.2 |  | 100
| YEAR 1 | Mortuary |  | X-Ray Room 8 | X-Ray Room 8 |  |  |  | X-Ray 8 | 7
| YEAR 1 | Mortuary |  | X-Ray LV Cupboard 111 | X-Ray Area |  |  |  | DB27E/F1 | 16 |  |  | 100
| YEAR 1 | Mortuary | [6 empty] | DB27NE/F2 | 26
| YEAR 1 | Mortuary | [6 empty] | DBNE/F3 | 6
| YEAR 2 | Tower Block | [6 empty] | DB27/E1 | 23
| YEAR 1 | Mortuary |  | X-Ray LV Cupboard 112 | X-Ray Area |  |  |  | DB28E/F1 | 12
| YEAR 1 | Mortuary | [6 empty] | DB28NE/F2 | 21
| YEAR 1 | Mortuary | [6 empty] | DB28NE/F3 | 10
| YEAR 2 | Tower Block | [6 empty] | DB28/E1 | 28
| YEAR 1 | Mortuary |  | X-Ray CTA Prep room 010 | X-Ray CTA Prep room 010 |  |  |  | DB/CTA | 11
| YEAR 1 | Mortuary |  | General X-Ray Room 007 | General X-Ray Room 007 |  |  |  | X-Ray General B | 3
| YEAR 2 | Mortuary | Panel 26A | Basement Panel LV Switchroom 034 | X-Ray |  |  |  | Panel 26A | 6
| YEAR 1 | Mortuary | Panel 26E/NE | [5 empty] | Panel 26E/NE | 11
| YEAR 2 | Tower Block | Panel 27A | X-Ray LV Cupboard Room 111 |  |  |  |  | Panel 27A | 0
| YEAR 1 | Mortuary | Panel 27E | [5 empty] | Panel 27E | 2
| YEAR 1 | Mortuary | Panel 27NE | [5 empty] | Panel 27NE | 1
| YEAR 2 | Tower Block | Panel 28A | X-Ray LV Cupboard Room 112 |  |  |  |  | Panel 28A | 5
| YEAR 1 | Mortuary | Panel 28E | [5 empty] | Panel 28E | 3
| YEAR 1 | Mortuary | Panel 28NE | [5 empty] | Panel 28NE | 1
| YEAR 1 | Mortuary | X-Ray Basement Panel 26 | X-Ray Cupboard 005 MRI Control Room | X-Ray MRI |  |  | 6 | MCCB Board | 4
| YEAR 1 |  |  | X-Ray Cupboard 005 MRI Control Room | X-Ray MRI |  |  |  | DB/MRI 1 | 14
| YEAR 1 |  |  | X-Ray Cupboard 005 MRI Control Room | X-Ray MRI |  |  |  | DB/MRI 2 | 4
| YEAR 1 |  |  | X-Ray Plantroom 24 MRI Control Room | X-Ray MRI |  |  | 2 | DB/MRI 3 | 9
| YEAR 1 |  |  | X-Ray Plantroom 24 MRI Control Room | X-Ray MRI |  |  |  | DB/MRI 4 | 15
| YEAR 1 |  |  | X-Ray Plantroom 104a far end | X-Ray MRI |  |  |  | DB/MECH | 19
| YEAR 1 |  |  | X-Ray MRI Control Room UPS Palntroom 105c | X-Ray - Fluroscopy, CTC, CTD, CTE & MRI A (GE) |  |  |  | IPS Panel | 13
| YEAR 1 |  |  | LV Cupboard Room 111 | X-Ray |  |  |  | DB27/1E | 14
Neptunes | YEAR 1 | Tower Block | Panel 28A | X-Ray Plantroom 105f CTD & CTE | X-Ray CTD & CTE Plantroom & CTC | 2024-04-04 | 2019-04-04 | 1 | DB CT1 | 33 | NBS1509 |  | 100
| YEAR 1 | Mortuary | Phase 4b LV Switchroom | CID Cupboard 034 | Nuclear Medicine (Old CID) Lung Function, Bone Density, Clinical Neurophysiology and Nuclear Medicine | 2025-09-01 | 2020-09-01 | 3 | CID DeDicated | 3 | 000433 60% |  | 100
| YEAR 1 | Mortuary | [6 empty] | DBE2 | 48
| YEAR 1 | Mortuary | [6 empty] | DBN2 | 13
Norwood job No. 68545 | YEAR 2 | Boilerhouse | ECA Boilerhouse LV Switchroom | Multi Storey car park Pillar - Indigo | Multi Storey car park | 2025-09-01 | 2020-09-01 | 1 | Multi Storey car park Pillar | 1 | 68545.3 |  | 100
Didn’t test on above job No. | YEAR 2 | Orchard Centre | Chestnut house LV Switch Panel | Gravel Car Park (Beacon hse) - Indigo | Gravel Car Park (Beacon hse) | 2027-09-26 |  | 1 | Gravel Car Park (Beacon hse) Barrier | 1 | 000434 | ????
Norwood Job No. 68546 | YEAR 2 | Tower Block | MV Room | Ward 7a LV Cupboard | Floor 7 Ward 7a | 2020-10-15 |  | 2 | DB13/North/E | 26 | 000490
| YEAR 2 | Tower Block | [6 empty] | DB/13/North/NE | 23
| YEAR 2 | Tower Block | MV Room |  | Island Plant room | 2024-11-08 | 2019-11-08 | 1 | NP/DB | 4 | 000461 |  | 100
| YEAR 2 | Tower Block | [6 empty] | DB/17/North/E | 25
Norwood job No. 68548 | YEAR 2 | Tower Block | MV Room | Ward 7b LV Cupboard | Floor 7 Ward 7b | 2027-12-08 |  | 3 | DB/14/South/E | 25 | 000491
| YEAR 2 | Tower Block | [6 empty] | DB/14/South/NE | 29
| YEAR 2 | Tower Block |  | Ward 7B Water Treatment Plant Room |  |  |  |  | WT Plant DB | 2
| YEAR 2 | Tower Block | MV Room | Ward 6a LV Cupboard | Floor 6 Ward 6a | 2027-12-08 |  | 2 | DB11/North/E | 29 | 000498
| YEAR 2 | Tower Block | [6 empty] | DB11/North/NE | 23
| YEAR 1 | Mortuary | Mortuary Substation (New) LV Switchroom | New theatres 11-14 & Plant Room 3 Comms Room | New theatres 11-14 & Plant Room | 2025-11-28 | 2020-11-28 | 12 | Data Room DB | 3 | 68850 | N/A | Satisfactory
| YEAR 1 | Mortuary |  | New Theatre 11-14 Sterile Store Room |  |  |  |  | DB/1/E/L1 | 27
| YEAR 1 | Mortuary |  | New Theatre 11-14 Sterile Store Room |  |  |  |  | DB/1/E/P1 | 23
| YEAR 1 | Mortuary |  | New Theatre 11-14 Sterile Store Room |  |  |  |  | DB Thetares Operations Lights | 4
| YEAR 1 | Mortuary |  | New theatres 11-14 & Plant Room 3 |  |  |  |  | DB/2/E/EL1 | 6
| YEAR 1 | Mortuary |  | New theatres 11-14 & Plant Room 3 |  |  |  |  | DB/2/E/LP1 | 9
| YEAR 1 | Mortuary |  | New theatres 11-14 & Plant Room 3 |  |  |  |  | DB/2/E/M2 | 14
| YEAR 1 | Mortuary |  | New theatres 11-14 & Plant Room 3 |  |  |  |  | Ground Floor / Plant | 19
| YEAR 1 | Mortuary |  | New theatres 11-14 & Plant Room 3 |  |  |  |  | IPS Theatre 12 | 9
| YEAR 1 | Mortuary |  | New theatres 11-14 & Plant Room 3 |  |  |  |  | IPS Theatre 13 | 9
| YEAR 1 | Mortuary |  | New theatres 11-14 & Plant Room 3 |  |  |  |  | IPS Theatre 11 | 9
| YEAR 1 | Mortuary |  | New theatres 11-14 & Plant Room 3 |  |  |  |  | IPS Theatre 14 | 9
| YEAR 1 | Mortuary |  | New theatres 11-14 & Plant Room 3 |  |  |  |  | New Theatre Switchboard Panel B | 11
| YEAR 1 | Mortuary |  | New theatres 11-14 & Plant Room 3 |  |  |  |  | New Theatre Switchboard Panel A | 9
| YEAR 1 | Mortuary |  | New theatres 11-14 & Plant Room 3 |  |  |  |  | Mech Panel CP1 | 5 | Not required
| YEAR 1 | Mortuary |  | New theatres 11-14 & Plant Room 3 | Theatre 11 |  |  |  | Theatre 11 AHU | 4 | Not required
| YEAR 1 | Mortuary |  | New theatres 11-14 & Plant Room 3 | Theatre 12 |  |  |  | Theatre 12 AHU | 4 | Not required
| YEAR 1 | Mortuary |  | New theatres 11-14 & Plant Room 3 | Theatre 13 |  |  |  | Theatre 13 AHU | 4 | Not required
| YEAR 1 | Mortuary |  | New theatres 11-14 & Plant Room 3 | Theatre 14 |  |  |  | Theatre 14 AHU | 4 | Not required
Norwood job No. 68551 | YEAR 2 | Tower Block | MV Room | Ward 9b LV Cupboard | Floor 9 ward 9b | 2027-03-02 |  | 2 | DB/18/South/NE | 19 | 000462
|  | Tower Block | MV Room | Ward 8a LV Cupboard | Floor 8 Ward 8a | 2027-03-08 |  | 2 | DB/15/North/E | 29 | 000488
Norwood job no. 68552 |  | Tower Block | MV Room | Floor 9 Ward 9b Cleaner Store | Floor 7 / 8 & 9 | 2027-03-08 |  | 3 | DB Floor 7/8/9 | 22 | 000489
| YEAR 2 | Tower Block |  | Ward 8b LV Cupboard | Floor 8 Ward 8b |  |  |  | DB/16/South/E | 28
| YEAR 2 | Tower Block | [6 empty] | DB/16/South/NE | 17
| Year | Tower Block | MV Room | Ward 6b LV Cupboard | Floor 6 Ward 6b | 2027-12-08 |  | 2 | DB/12/South/E | 29 | 56589
| YEAR 3 | Tower Block | [6 empty] | DB/12/South/NE | 16
| YEAR 3 | Tower Block | MV Room | Ward 5a LV Cupboard | Floor 5 Ward 5a | 2027-03-01 | 2022-03-02 | 2 | DB9/North/E | 27 | 86539 |  | Unsatisfactory
| YEAR 3 | Tower Block | [6 empty] | DB9/North/NE | 23
| YEAR 3 | Tower Block | MV Room | Ward 5b LV Cupboard | Floor 5 Ward 5b | 2027-03-01 |  | 3 | DB10/South/E | 29 | 86539
| YEAR 3 | Tower Block | [6 empty] | Db10/South/NE | 25
| YEAR 3 | Tower Block |  | Ward 5b Clinic Quiet Room |  |  |  |  | DB4 Liftlobby | 23
| YEAR 3 | Tower Block | MV Room | Ward 4a LV Cupboard | Floor 4 Ward 4a | 23/011/2027 |  | 2 | DB7/North/E | 30 | 93345
| YEAR 3 | Tower Block | [6 empty] | DB7/North/NE | 24
| YEAR 3 | Tower Block | MV Room | Ward 4b LV Cupboard | Floor 4 Ward 4b | 2027-11-23 |  | 2 | DB8/South/E | 27 | 93345
| YEAR 3 | Tower Block | [6 empty] | DB8/South/NE | 18
| YEAR 3 | Tower Block | MV Room | Ward 3a LV Cupboard | Floor 3 Ward 3a | 2027-03-02 |  | 2 | DB5/North/E | 29 | 86539
| YEAR 3 | Tower Block |  |  |  |  | 2022-03-02 |  | DB5/North/NE | 20
| YEAR 3 | Tower Block | MV Room | Ward 3b LV Cupboard | Floor 3 Ward 3b | 2027-03-02 |  | 2 | DB6/South/E | 29 | 86539
| YEAR 3 | Tower Block | [6 empty] | DB6/South/NE | 22
| YEAR 3 | Tower Block | MV Room | Ward 2a LV Cupboard | Floor 2 Ward 2a | 2027-03-02 |  | 2 | DB3/North/E | 29 | 86539
| YEAR 3 | Tower Block | [6 empty] | DB3/North/NE | 25
| YEAR 3 | Tower Block | MV Room | Ward 2b LV Cupboard | Floor 2 Ward 2b | 2027-03-02 |  | 2 | DBF1 | 28 | 86539
| YEAR 3 | Tower Block | [6 empty] | DBF2 | 34
| YEAR 3 | Tower Block | MV Room | Ward 2b Entrance Cupboard | Floor 2 Ward 2b | 2027-03-02 |  | 1 | DBF4 Lift Core | 23
| YEAR 3 | Tower Block | MV Room | DCC LV Switchroom | Floor 1 DCC Ward 1a DCC | 2027-03-02 |  | 3 | DB1 | 11 | 86539
| YEAR 3 | Tower Block | [6 empty] | DB2 | 39
| YEAR 3 | Tower Block | [6 empty] | DBCL | 22
| YEAR 3 | Tower Block | MV Room | Floor 1 Surgical HDU LV Switchroom | Floor 1 Surgical HDU, Staff and Admin Area | 2027-03-02 |  | 2 | DB3 | 26 | 86539
| YEAR 3 | Tower Block | [6 empty] | DB4 | 20
| YEAR 3 | Tower Block | MV Room | Piped Piper | General Areas Ground Floor - Piped Piper | 2027-11-27 |  | 1 | PPDB | 5 | 93349
| YEAR 3 | Tower Block | MV Room | Mental Health Liason Team (MHLT) | General Areas Ground Floor - MHLT | 2027-11-24 |  | 2 | DB/AC | 6 | 93349
| YEAR 3 | Tower Block | [6 empty] | DB/HD1 | 14
| YEAR 3 | Tower Block |  | Switchboard | Switchboard | 2027-11-27 | 2020-11-11 | 1 | SB Managers Office DB | 3 | 93349 |  | 100
| YEAR 3 | Tower Block | MV Room | Chapel Office | General Areas Ground Floor - Chapel | 2027-11-27 | 2019-12-15 | 1 | DB1 | 11 | 93349 | N/A | 100
| YEAR 3 | Tower Block | MV Room | Shop Office | General Areas Ground Floor - Amigo Shop | 2027-01-13 | 2022-01-13 | 1 | DB1 | 38 | 000538
| YEAR 3 | Tower Block | MV Room | Ground Floor - MV Room | General Areas - Basement and Ground Floor | 2021-05-20 |  | 4 | DBG1 | 18 | 000539
| YEAR 3 | Tower Block | [6 empty] | DBG2 | 15
| YEAR 3 | Tower Block | [6 empty] | DBG2A | 5
| YEAR 3 | Tower Block | [6 empty] | DBE | 29
| YEAR 3 | Boilerhose ECA | Panel 23 | Old Chiller Plant Room | General Areas Basement - Old Chiller Plant Room | 2027-12-08 | 2022-12-08 | 3 | FB23 | 12 | 93349
| YEAR 3 | Boilerhose ECA | [6 empty] | DB Local | 20
| YEAR 3 | Boilerhose ECA | [6 empty] | VEP/DB2 | 14
| YEAR 1 | Mortuary | Pathology Plantroom | Pathology - 1st Floor LV Cupboard Room 224 | Pathology - 1st Floor Bacteriology | 2027-12-21 |  | 2 | DBE2 | 17 | 93525
| YEAR 1 | Mortuary | [6 empty] | DBNE2 | 19
| YEAR 1 | Mortuary | Pathology Plantroom | Pathology - 1st Floor LV Cupboard Room 229 | Pathology - 1st Floor Bacteriology |  |  | 1 | DBE4 | 32
| YEAR 1 | [6 empty] | 1 | DBNE4 | 42
| YEAR 3 | Boilerhouse ECA | Womens Centre | Ground Floor WSR LV Cupboard Room ADM0056 | Ground Floor - Admin Department | 2027-12-21 |  | 5 | DBG3L | 18 | 93532
| YEAR 3 | Boilerhouse ECA | [6 empty] | DBG3P | 27
| YEAR 3 | Boilerhouse ECA | [6 empty] | DBG4L | 31
| YEAR 3 | Boilerhouse ECA | [6 empty] | DBG4P | 22
| YEAR 3 | Boilerhouse ECA | [6 empty] | MCCDB03 | 3
| YEAR 3 | Orchard Centre | Severn Dialysis | Severn Dialysis Kitchen | Severn Dialysis | 2027-12-20 |  | 5 | DB1 | 49 | 93539 | 100%
| YEAR 3 | Orchard Centre |  | Severn Dialysis LV Cupboard |  |  |  |  | DB MD1 | 8
| YEAR 3 | Orchard Centre |  | Severn Dialysis Room RD001-08 |  |  |  |  | DB2 | 21
| YEAR 3 | Orchard Centre |  | Severn Dialysis LV Cupboard |  |  |  |  | DB3 | 18
| YEAR 3 | Orchard Centre |  | Water Treatment Room |  |  |  |  | DB4 | 5
| YEAR 3 | Orchard Centre | Chestnut house LV Switch Panel |  | Hope House | 2022-01-01 |  | PCT Complete |  | PCT Complete | PCT Complete
| YEAR 3 | Boilerhouse ECA | Womens Centre | Ground Floor - Gynae O/P & Ante Natal | Ground Floor - Gynae O/P & Ante Natal | 2027-12-21 |  | 5 | DBGL1 | 30 | 93532 | 100%
| YEAR 3 | Boilerhouse ECA | [6 empty] | DBG1P | 32
|  | Boilerhouse ECA | [6 empty] | DBG2L | 22
|  | Boilerhouse ECA | [6 empty] | DBG2P | 34
|  | Boilerhouse ECA | [6 empty] | MCC04 | 2
|  | Boilerhouse ECA | Womens Centre | WSR 1st Floor Obs LV Switchroom 1104 | 1st Floor Delivery Suite & Obstetric Theatres | 2027-12-16 |  | 4 | DB13L | 26 | 000556
| YEAR 3 | Boilerhouse ECA | [6 empty] | DB13P | 26
| YEAR 3 | Boilerhouse ECA | [6 empty] | DB14L | 20
| YEAR 3 | Boilerhouse ECA | [6 empty] | DB14P | 36
| YEAR 3 | Boilerhouse ECA | Womens Centre | WSR 1st Floor Neonatal LV Switchroom 1022 | 1st floor Neo Natal | 2027-12-16 |  | 5 | DB11L | 26 | 93535
| YEAR 3 | Boilerhouse ECA | [6 empty] | DB12L | 11
| YEAR 3 | Boilerhouse ECA |  |  |  |  | 2022-12-16 |  | DB12P | 32
| YEAR 3 | Boilerhouse ECA | [6 empty] | DBG11P | 41
| YEAR 3 | Boilerhouse ECA |  | WSR 1st floor NeonataL it/ Hub Room 1030 |  |  |  |  | IT/Hub DB | 3
| YEAR 3 | Boilerhouse ECA | Womens Centre | WSR 2nd Floor Maternity & Birth Unit LV Switchroom | WSR 2nd Floor Maternity & Birth Unit | 2028-01-25 |  | 7 | DB21L | 32 | 93540.1
| YEAR 3 | Boilerhouse ECA | [6 empty] | DB22L | 41
| YEAR 3 | Boilerhouse ECA | [6 empty] | DB22P | 51
| YEAR 3 | Boilerhouse ECA |  |  |  |  | 2023-01-25 |  | DB23L and P | 19
| YEAR 3 | Boilerhouse ECA | [6 empty] | DBG21P | 45
| YEAR 3 | Boilerhouse ECA | [6 empty] | MCCBD02 | 8
| YEAR 4 | Boilerhouse ECA | [6 empty] | MCCDB1 | 13
| YEAR 5 | Tower Block | MV Room | Theatre Plant rooms (1) 1 - 7 | Theatre Plant rooms (1) 1 - 7 | 2022-03-24 |  | 6 | DB4B | 33 | 000566 | 90%
| YEAR 3 | Tower Block | [6 empty] | DBE1 | 34
| YEAR 3 | Tower Block | [6 empty] | DBE2 | 29
| YEAR 3 | Tower Block | [6 empty] | DB LMR | 5
| YEAR 3 | Tower Block | [6 empty] | Fuseboard P Plant | 10
| YEAR 3 | Tower Block | MV Room | Theatre Plant rooms (1) 1 - 7 | Theatre Plant rooms (1) 1 - 7 | 2026-04-22 | 2021-05-06 | 1 | FB5 Theatre Battery | 15 | NBS283 |  | 100
| Year | Orchard Centre | OC LV Switchroom | Little Oaks Nursery Cupbaord Room 011 | Little Oaks Nursery (Creche) | 2028-10-27 |  | 2 | DB1 | 23 | 000585 | 100%
| YEAR 4 | Orchard Centre | [6 empty] | DB2 Heaters | 6
| YEAR 4 | ECB | ECB LV Switchroom | ECB Ground Floor LV Switcroom | ECB | 2028-04-21 | 2023-04-21 | 7 | DBG1 | 28 | 97037
| YEAR 4 | ECB | [6 empty] | DBG2 | 6
| YEAR 4 | ECB | [6 empty] | DBG3 | 5
| YEAR 4 | ECB |  | ECB 1st Floor |  |  |  |  | DBF1 | 19
| YEAR 4 | ECB |  | External ECB VIE Compound |  |  |  |  | DB VIE | 3
| YEAR 4 | ECB |  | ECB HV Generator Hall |  | 2024-04-23 | 2019-04-23 |  | Gen Hall DB | 10 | 57908
| YEAR 4 | ECB |  | External PFI Workshop |  |  |  |  | DB FM Pillar | 5
| YEAR 4 | Boilerhouse ECA | ECA Boilerhouse LV Switchroom | External Wall Chemical Store | ECA | 2026-03-22 | 2021-03-22 | 1 | Chemical Store DB | 6 | ICN18C 22999367 |  | 100
| YEAR 4 | Boilerhouse ECA |  | Waste Yard Outside Rear Of Chemical Store | ECA | 2028-04-28 | 2023-04-04 | 12 | Compactor DB | 7 | NBS1715 |  |  | Changed DB Neptunes 2023
| YEAR 4 | Boilerhouse ECA |  | Waste Yard Outside Rear Of Medical Gas Cylinder Store | Waste Yard Medical Gas Cylinder Store | 2028-04-26 | 2023-04-26 |  | Medical GasCylinder Store DB | 2 | 97038
| YEAR 4 | Boilerhouse ECA |  | Medi Gas Compond | Medi Gas Compond |  |  |  | DB VIE | 4
| YEAR 4 | Boilerhouse ECA |  | Waste Yard Warehouse | ECA |  |  |  | DB10 | 12
| YEAR 4 | Boilerhouse ECA |  | Waste Yard Lift Motor Room | Waste Yard Lift |  |  |  | DBA | 11
| YEAR 4 | Boilerhouse ECA |  | ECA 1st Floor | ECA |  |  |  | DB1A | 24
| YEAR 4 | Boilerhouse ECA |  | Gardeners Hut | Gardeners Hut |  |  |  | Gardeners Hut DB | 3
| YEAR 4 | Boilerhouse ECA |  | ECA Boiler Area Basement Floor | ECA Boiler Area Basement Floor | 2026-04-19 | 2021-04-19 |  | DB Incinerator | 13 | NBS249 |  | 100
| YEAR 4 | Boilerhouse ECA |  | ECA Boiler Area Basement Floor | ECA Boiler Area Basement Floor | 2026-04-26 | 2021-04-26 |  | DB B | 5 | NBS248 |  | 100
| YEAR 4 | Boilerhouse ECA |  | Waste Yard Nitrous Oxide Store | Waste Yard Nitrous Oxide Store | 2028-04-28 | 2023-04-28 |  | DB VIE CCT1 | 2 | 97038
| YEAR 4 | Boilerhouse ECA |  | Waste Yard Warehouse | ECA |  |  |  | Waste Yard DB | 9
| YEAR 4 | Boilerhouse ECA |  | Waste Yard Warehouse | Boiler No. 4 Supply |  |  |  | Switch Fuse Panel A | 1
| YEAR 4 | Boilerhouse ECA |  | Waste Yard Warehouse | Boiler No. 3 Supply |  |  |  | Switch Fuse Panel B | 1
| YEAR 4 | Boilerhouse ECA |  | Waste Yard Warehouse | Boiler No. 2 Supply |  |  |  | Switch Fuse Panel C | 1
| YEAR 4 | Boilerhouse ECA |  | Gallery Basement (LV room 059) | ECA Basement Floor Area | 2026-01-13 | 2021-01-13 | 1 | DBB | 10 | NBS234 |  | 100
| YEAR 4 | Tower Block | MV Room | Prayer Room 1 Electrical Riser | Prayer Rooms | 2028-05-03 | 2023-05-03 | 2 | DB1 | 6 | 97040
| YEAR 4 | Tower Block |  | Anaesthesia Department LV Cupboard | General Areas Ground Floor - Anaesthetic Area |  |  |  | FB2 | 38
| YEAR 4 | Tower Block | Floor 11 panel 22A, 22B, 22C & 22D | Tower Block Lift Motor Room Floor 11 | Floor 11 - Lift Motor General Area | 2028-05-03 | 2023-05-03 | 1 | DB22E | 12 | 97040 |  | 100
| YEAR 4 | Tower Block | Floor 10 LV Panel 20 & 21 | Tower Block Floor 10 LV Switchroom 1141 | Floor 10 LV Cupboard FB8 (RMO) |  |  | 1 | FB8 | 22
| YEAR 4 | Tower Block | Floor 10 LV Panel 20 & 21 | Tower Block Floor 10 LV Switchroom 1141 | Floor 10 LV Cupboard FB8B - General Area |  |  | 1 | FB8B | 3
| YEAR 4 | Tower Block | Floor 12 LV Panel 20 & 21 | Floor 10 DB8B room 1107 (RMO Consumer unit No.13 | Floor 10 DB8B General Area |  |  | 1 | DB8A | 7
| YEAR 4 | Tower Block | MV Room | Floor 2 Ward 2a Spinal Injuries Unit | Floor 2 Ward 2a Spinal Injuries Unit | 2022-12-19 |  | 1 | DB1 | 15 | 000437
| YEAR 4 | Redwood House | Redwood House / Clinical Academy Plantroom | Redwood Plantroom 114 | Redwood House | 2023-03-21 |  | 6 | A/C & Coffee DB | 4 | 000632 | 100%
| YEAR 4 | Redwood House | [6 empty] | AC DB | 8
| YEAR 4 | Redwood House | [6 empty] | DB7 | 29
| YEAR 4 | Redwood House | [6 empty] | DB7A | 30
| YEAR 4 | Redwood House |  | Redwood Floor 1 LV Cupbard Room 205 |  |  |  |  | FB8 | 31
| YEAR 4 | Redwood House |  | Redwood Kitchen 113 |  |  |  |  | HotCupboard DB | 2
| YEAR 4 | Redwood House |  | Redwood Plantrrom 114 |  |  |  |  | Switch Fuse S1 | 1
| YEAR 4 | Redwood House | [6 empty] | Switch Fuse S2 | 1
| YEAR 4 | Redwood House | [6 empty] | Switch Fuse S3 | 1
| YEAR 4 | Redwood House |  | Redwood House Lift Motor Room 226 | Clinical Academy |  |  | 5 | Lift Motor DB | 4
| YEAR 4 | Redwood House |  | Clinical Academy Cleaners Cupboard Floor 2 Room 239 |  |  |  |  | DB2 | 33
| YEAR 4 | Redwood House |  | Clinical Academy Plantroom / LV Switcroom 129 |  |  |  |  | DB1 | 31
| YEAR 4 | Redwood House | [6 empty] | DB3 | 24
| YEAR 4 | Redwood House | [6 empty] | MCCB | 7
| YEAR 4 | Orchard Centre | Chestnut house LV Switch Panel | Chestnut House Ground Floor Corridor | Chestnut house Ground Floor Corridor | 2023-03-29 |  | 1 | DBL1 | 20 | 000555
| Year | Orchard Centre | Orchard Centre Basement | Orchard Centre DSU Room 031 | Day surgery (Old Delivery Suite) | 2023-08-08 |  | 2 | DB Non-Essential | 21 | 0000669
| YEAR 5 | Orchard Centre | [6 empty] | DB-Essential | 35
| YEAR 5 | Orchard Centre |  | Orchard centre Lift Motor Plantroom | 1st Floor lift Motor |  |  | 1 | DBF29A | 6
| YEAR 5 | Orchard Centre |  | External Orchard Centre Medical Gas Compressor Plantroom | External Orchard Centre Medical Gas Compressor Plantroom |  |  | 1 | Plantroom DB | 10
| YEAR 5 | Orchard Centre |  | Orchard Centre Floor 1 Diabetic Eye Screening | Diabetic Eye Screening (Lambourne Ward) |  |  | 2 | DB1 | 24 | 000666 | 100%
| YEAR 5 | Orchard Centre |  | Orchard Centre Floor 1 Diabetic Eye Screening Kitchen |  |  |  |  | DB2 | 13
| YEAR 5 | Orchard Centre |  | Orchard Centre Ground Floor Pre-Assessment Room 142 | Pre-Assessment (Blaisdon ward) |  |  | 2 | DB BW | 31 | 000667 | 100%
| YEAR 5 | Orchard Centre |  | Orchard Centre Ground Floor Pre-Assessment Room (7) 114 |  |  |  |  | DB BW2 | 13
| YEAR 5 | Orchard Centre |  | Orchard centre Ophthalmology LV Swicthroom 423 | Ophthalmology (Ante Natal Unit)0 | 2023-08-24 |  | 3 | DB P | 12 | 000668 | 100%
| YEAR 5 | Orchard Centre | [6 empty] | DB P2 | 10
| YEAR 5 | Orchard Centre | [6 empty] | DB L | 25
| YEAR 5 | Orchard Centre |  | Orcahrd centre Continence Dept Comms Room 538 | Continence Dept (Old SCBU) | 2023-07-11 |  | 3 | DB1 | 36 | 000654 | 100%
| YEAR 5 | Orchard Centre | [6 empty] | DB2 | 3
| YEAR 5 | Orchard Centre |  | Orcahrd centre Continence Dept Comms Room 536 | Comms Room 536 |  |  |  | Comms DB | 3
| YEAR 5 | ECB | ECB LV Switcroom | Beacon House Ground Floor LV Cupboard | Beacon House Ground Floor | 11-Jul;-23 |  | 5 | DB1 | 26 | 0006565
| YEAR 5 | ECB |  | Beacon House Ground Floor LV Cupboard | Beacon House Ground Floor |  |  |  | DB1A | 26 |  | 100%
| YEAR 5 | ECB |  | Beacon House Floor 2 LV Cupboard | Beacon House Floor 1 |  |  |  | DB2 | 34
| YEAR 5 | ECB |  | Beacon House Floor 3 LV Cupboard | Beacon House Floor 2 |  |  |  | DB3 | 35
| YEAR 5 | ECB |  | Beacon house Plantroom | Beacon house Plantroom |  |  |  | Main Panel | 9
| YEAR 5 | Tower Block | MV room | IT Centre Main Server Room | IT Centre main Building | 2023-07-11 |  | 20 | DB2 | 12 | 0006555
| YEAR 5 | Tower Block | [6 empty] | DB3 | 7
| YEAR 5 | Tower Block | [6 empty] | DB5 | 6
| YEAR 5 | Tower Block | [6 empty] | DB6 | 4
| YEAR 5 | Tower Block | [6 empty] | DB7 | 6
| YEAR 5 | Tower Block | [6 empty] | DB8 | 6
| YEAR 5 | Tower Block | [6 empty] | DB9 | 4
| YEAR 5 | Tower Block | [6 empty] | DB10 | 6
| YEAR 5 | Tower Block | [6 empty] | DB11 | 6
| YEAR 5 | Tower Block | [6 empty] | DB12 | 6
| YEAR 5 | Tower Block | [6 empty] | DB13 | 6
| YEAR 5 | Tower Block | [6 empty] | DB14 | 6
| YEAR 5 | Tower Block | [6 empty] | DB15 | 6
| YEAR 5 | Tower Block | [6 empty] | DB16 | 6
| YEAR 5 | Tower Block | [6 empty] | DB17 | 18
| YEAR 5 | Tower Block | [6 empty] | DB18 | 18
| YEAR 5 | Tower Block | [6 empty] | DB19 | 12
| YEAR 5 | Tower Block | [6 empty] | DB20 | 10
| YEAR 5 | Tower Block | [6 empty] | DB21 | 1
| YEAR 5 | Tower Block |  | IT Centre Extrension Cupboard | IT Centre Extrension Offices |  |  |  | Extension FB4 | 6
| YEAR 5 | Redwood House | Redwood House Plantroom S9 | IT Portacabin Lobby Above Main Entrance | IT Portacabin | 2023-07-11 |  | 2 | DB1 | 16 | 000653 | 100%
| YEAR 5 | Redwood House | [6 empty] | DB2 | 3
| YEAR 5 | Redwood House | Redwood house plantroom S8/S9 | New clinical prep entrance | New clinical prep Portacabin | 2026-09-21 |  | 1 | DB1
| NEW DB | Tower Block | 13 Floor LV Panel 20 & 21 | Tower Block Floor 10 - LV Switchroom 147 | Floor 10 RMO - LV Switchroom FB7 | 2023-07-16 |  | 2 | DB7 | 20 | 000659
| YEAR 5 | Tower Block |  | Tower Block 9th Floor Mezzaine (Old) Ambulance Room | Ambulance Room |  |  |  | DB7A | 6
| YEAR 5 | Orchard Centre | Chestnut house LV Switch Panel | Chestnut House Floor 1 Corridor | Chestnut House Floor 1 | 2023-07-18 |  | 1 | DB3 | 12 | 000588
| YEAR 5 | Orchard Centre | Chestnut house LV Switch Panel | Chestnut House Ground Floor Post Room Cupboard Room 127 | Chestnut house Ground Floor Post Room 112 Area | 2023-10-19 |  | 1 | DB1 | 11 | 626
| YEAR 5 | Boilerhouse | ECA Boilerhouse LV Switchroom | Estates Offices Comms Cupboard Near Entrance | Estates Offices | 2024-01-04 |  | 1 | DB1 Lighting & Power | 18 | 700 | 100%
| YEAR 5 | TOWER BLOCK | COURT YARD PFI | Court yard cuboard in kitchen | Ground Floor | 2026-11-23 | 2021-11-23 | 6 | DB1/ESS/SM | 3
| Total | [8 empty] | 1396
YEAR 1 - 2019 - 2020
YEAR 2 - 2020 - 2021
YEAR 3- 2021 - 2022
YEAR 4 - 2022 - 2023
YEAR 5 - 2023 - 2024
Note on L5: Weir Adrian: 000394
Note on O24: Account: HC/0295748 & HC0579602
Note on G26: Weir Adrian: 30/04/2019
Note on L26: Weir Adrian: 25565-3
Note on K46: Weir Adrian: 7
Note on K47: Weir Adrian: 3

## GRH YR2 TOWER
Electrical Test Inspection Schedule April 2019 - GRH
| Year | Supply Source | Panel Ref | Panel / DB Location | Ward/Department | Fixed Installation Due Date | Last Fixed Installation Test | Number of Boards / Panels | Dis Board Reference | Number of Circuits | Conditionn Reports Certificate number | Minor Works Certificate Number | Compliance %
| Year 2 | Tower Block |  | Concourse riser | Amigo shop & Operational team office | 2024-11-15 | 2019-11-15 | 1 | Concourse riser DB | 4 | 806 | N/A | 100
| YEAR 1 | Mortuary | Mortuary Substation (New) LV Switchroom | Mortuary Substation (New) LV Switchroom | Mortuary Sub Station & LV Switchroom & Phase 4b Chiller Plant room | 2024-06-25 | 2019-06-25 | 8 | Mortuary Sub station (new) LV Panel | 11 | 57857 | N/A | 100
| YEAR 1 | Mortuary | Mortuary Old LV Panel | Mortuary Old LV Switchroom |  |  |  |  | Mortuary Old LV Panel | 16
| YEAR 1 | Mortuary | Mortuary Old LV Panel | Essential Users Carpark Pillar |  |  |  |  | Carpark Lighting Pillar | 6
| YEAR 1 | Mortuary | Mortuary Old LV Panel | Mortuary Old LV Switchroom |  |  |  |  | DB/E9 | 15
| YEAR 1 | Mortuary | Mortuary Substation (New) LV Switchroom | Phase 4b Chiller Plantroom |  |  |  |  | Medical Air Switchboard | 3
| YEAR 1 | Mortuary | Mortuary Old LV Panel | Mortuary Lift Motor Room |  |  |  |  | DB Mortuary Lift Motor Shaft | 4
| YEAR 1 | Mortuary | Mortuary Old LV Panel | Mortuary Lift Motor Room |  |  |  |  | Motor Lift Isolator | 1
| YEAR 1 | Mortuary |  | Phase 4b Chiller Plantroom |  |  |  |  | Pathology Chiller C | 4
| YEAR 1 | Mortuary |  | Phase 4b Chiller Plantroom |  |  |  |  | Phase 4b Chiller CP9 | 8
| YEAR 1 | Mortuary | Mortuary Old LV Panel | Phase 4b Chiller Plantroom |  |  |  |  | DB Medical Air Drier | 4
| YEAR 1 | ECB | ECB LV Swicthroom | DB Genertor Hall | HV generator hall equipment | 2024-04-23 | 2019-04-23 | 1 | DB Genertor Hall | 10 | 57908 | N/A | 100
| YEAR 1 | Boilerhouse | Panel 29 | Panel 29 | Main Dishwasher Area | 2026-12-17 | 2021-12-17 | 1 | DB/Dish Equipment | 9 | 24523437 | N/A | 100
| YEAR 1 |  |  |  | Catering & Kitchens | 2024-04-09 | 2019-04-09 | 13 | Panel 29 | 18 | 57393 | N/A | 100
| YEAR 1 |  |  |  | Catering Stores Area |  |  |  | DB2/Fridge | 2
| YEAR 1 |  |  |  | Catering Stores Area |  |  |  | DB3/Fridge | 2
| YEAR 1 |  |  |  | WSR IT Hub Room 141 |  |  |  | DB5/WSR IT Hub | 6
| YEAR 1 |  |  |  | Post Room |  |  |  | DBLR1/PostRoom | 6
| YEAR 1 |  |  |  | Pot Wash Kitchen Area |  |  |  | DBE1 Kitchen General | 6
| YEAR 1 |  |  |  | Pot Wash Kitchen Area |  |  |  | DBE2 Other Areas | 12
| YEAR 1 |  |  |  | Pot Wash Kitchen Area |  |  |  | DBG1/Kitchen Plant | 8
| YEAR 1 |  |  |  | Pot Wash Kitchen Area |  |  |  | DBG2/Kitchen Plant | 23
| YEAR 1 |  |  |  | Dining Room Office Room 6 |  |  |  | DB9/Dining | 50
| YEAR 1` |  |  |  | Main Dishwasher Area | 2026-10-05 | 2021-10-05 |  | DB/General Equipment | 7 | 24166810 | N/A | 100
| YEAR 1 |  |  |  | Non-residents/Porters Changing Room Plant Room | 2025-09-21 | 2020-09-21 |  | Non residential | 17 | 21835062 | N/A | 100
| YEAR 1 | Orchard Centre | OC LV Switchroom | OC LV Switchroom | Cotswold Dialysis | 2024-10-20 | 2019-10-20 | 4 | Main LV Sub DB | 13 | 57856 | 75% | 100
| YEAR 1 |  | OC LV Switchroom | Orchard Centre Basement Plant Room | Orchard Centre |  |  |  | Busbar 3 | 13
| YEAR 1 |  | OC LV Switchroom | OC Cotswold Renal LV Switchroom | Cotswold Renal |  |  |  | Main LV Panel | 6
| YEAR 1 |  | OC LV Switchroom | OC Cotswold Renal LV Switchroom | Cotswold Renal |  |  |  | DB1 | 30
| YEAR 1 |  | OC LV Switchroom | OC Cotswold Renal LV Switchroom | Cotswold Renal |  |  |  | DB2 | 31
| YEAR 1 |  | OC LV Switchroom | OC Cotswold Renal LV Switchroom | Cotswold Renal |  |  |  | DB3 | 23
| YEAR 1 |  | OC LV Switchroom | OC Cotswold Renal Water Treatment Room | Cotswold Renal |  |  |  | DB4 | 5
| YEAR 1 |  | OC LV Switchroom | OC Cotswold Renal Workshop | OC Drum Entrance |  |  | 1 | DB Drum | 8
| YEAR 1 |  | OC LV Switchroom | OC Head/Neck Assessment Unit Portacabin | OC Head/Neck Assessment Unit (Portacabin) |  |  | 1 | DB5 | 14
| YEAR 1 | Orchard Centre | OC LV Switchroom | Wotton Lodge Basement | Wotton Lodge | 2024-04-23 | 2019-04-23 | 6 | Main Panel | 4 | 57392 |  | 100
| YEAR 1 |  | OC LV Switchroom | Wotton Lodge Ground Floor Cupboard | Wotton Lodge Ground Floor |  |  |  | Main Panel 1 | 2
| YEAR 1 |  | OC LV Switchroom | Wotton Lodge Ground Floor Cupboard | Wotton Lodge Ground Floor |  |  |  | DB-1-1LTS | 8
| YEAR 1 |  | OC LV Switchroom | Wotton Lodge Ground Floor Cupboard | Wotton Lodge Ground Floor |  |  |  | DB-2-PWR | 10
| YEAR 1 |  | OC LV Switchroom | Wotton Lodge 1st Floor Corridor | Wotton Lodge 1st floor |  |  |  | DB3 | 17
| YEAR 1 |  | OC LV Switchroom | Wotton Lodge Basement | Wotton Lodge Basement |  |  |  | DB-Basement | 2
| YEAR 1 | Mortuary | X-Ray Basement Panel 26 | X-Ray Cupboard 005 MRI Control Room | X-Ray | 09/05/2019 Duplicated below |  | 3 | MCCB Board | 2 | NBS1209
| YEAR 1 |  |  | X-Ray Cupboard 005 MRI Control Room | X-Ray |  |  |  | DB/MRI3 | 10
| YEAR 1 |  |  | X-Ray Cupboard 005 MRI Control Room | X-Ray |  |  |  | DB/MRI4 | 11
| YEAR 1 |  |  | LV Cupboard Room 111 | X-Ray |  |  |  | DB27/1E | 14
| YEAR 1 |  |  | LV Cupboard Room 112 | X-Ray |  |  |  | DB28/E1
| YEAR 1 | Boilerhouse | Busbar B1 & busbar S1 NEW MCCB PANELBOARD | ECA basement Cage Area | Gallery Wing Basement | 2019-06-30 |  | 1 | Busbar B1 & busbar S1 | N/A | 59185 | N/A | 100
| YEAR 1 |  |  | Gallery Wing - Ground Floor LV Switchroom | Gallery Wing - Ground Floor | 2024-06-30 | 2019-06-30 | 4 | DB/G1 | 31 | 59185 | N/A | 100
| YEAR 1 |  |  | Gallery Wing - Ground Floor LV Switchroom | Gallery Wing - Ground Floor |  |  |  | DB/GE1 | 31
| YEAR 1 |  |  | Gallery Wing - Ground Floor - Portacabin Physio | Physio Portacabin |  |  |  | DB/GE1/-1 | 5
| YEAR 1 |  |  | Gallery Wing - Ground Floor -Laundry Room, | Laundry Room |  |  |  | DB Laundrette | 9
| YEAR 1 |  |  | Gallery Wing Basement LV Switchroom | Basement | 2025-12-10 | 2020-12-10 | 1 | DB-B | 10 |  |  | 100
| YEAR 1 |  |  | Waste Lift Lmotor Room | Waste Lift |  |  | 1 | DB-Waste Lift | 10
| YEAR 1 |  |  | Main Corridor Room IT Hub 32 | Main Corridor Room IT Hub 32 |  |  | 2 | DB-IT-Hub 32 | 3
| YEAR 1 |  |  | Gallery Wing 1st Floor LV Cupboard |  | 2026-10-31 | 2021-10-31 |  | DB1 | 16 | 24261349 | DB replacement Neptunes - NG
| YEAR 1 |  |  | Gallery Wing 1st Floor LV Cupboard |  | 2026-10-31 | 2021-10-31 |  | DBE1 | 22 | 24261391
|  |  |  | Gallery wing 2nd floor LV cupboard | Gallery wing 2nd floor | 2027-07-25 | 2022-07-25 | 4 | DB2/NE Lighting | 12
|  |  |  | Gallery wing 2nd floor LV cupboard | Gallery wing 2nd floor | 2027-07-25 | 2022-07-25 |  | DB2/NE Power | 38
|  |  |  | Gallery wing 2nd floor LV cupboard | Gallery wing 2nd floor | 2027-07-25 | 2022-07-25 |  | DB/2E Lighting | 20
|  |  |  | Gallery wing 2nd floor LV cupboard | Gallery wing 2nd floor | 2027-07-25 | 2022-07-25 |  | DB/2E Power | 38
|  | Orchard Centre | Chestnut house LV Switch Panel | Leadon House Main Foyer Cupboard | Leadon House | 2024-07-05 | 2019-07-05 | 3 | Main Panel | 4 | 59186 | N/A | 100
| YEAR 1 | Orchard Centre | Chestnut house LV Switch Panel | Leadon House Main Foyer Cupboard | Leadon House Ground Floor |  |  |  | DB1 | 38
| YEAR 1 | Orchard Centre | Chestnut house LV Switch Panel | Leadon House Floor 2 | Leadon House Floor 2 |  |  |  | DB2 | 37
| YEAR 1 | Boilerhouse | ECA Boilerhouse LV Switchroom | Estates Workshop | Estates Workshop | 2024-09-24 | 2019-09-24 | 3 | DB1 | 30 | 61719 | N/A | 100
| YEAR 1 |  |  | Estates Workshop | Estates Workshop |  |  |  | DB2 | 11
| YEAR 1 |  |  | Estates Workshop | Estates Workshop |  |  |  | DB3 | 10
| YEAR 1 |  |  | Hotwell plantroom | Hotwell plantroom |  |  | 1 | DB4 | 5
| YEAR 1 |  |  | Joinery (Carpentary) Workshop | Joinery (Carpentary) Workshop |  |  | 1 | DB Joinery | 6
| YEAR 1 | Boilerhouse | ECA Boilerhouse LV Switchroom | Support Services / Linen Distribution Plantroom | Support Services / Linen Distribution | 2411/2024 | 2019-09-24 | 4 | DBG1 | 22 | 000386 | N/A | 100
| YEAR 1 |  |  | Support Services / Linen Distribution Plantroom | Support Services / Linen Distribution |  |  |  | DBG1/A | 6
| YEAR 1 |  |  | Support Services / Linen Distribution Plantroom | Support Services / Linen Distribution |  |  |  | Heating Panel | 12
| YEAR 1 |  |  | Support Services / Linen Distribution Plantroom | Support Services / Linen Distribution |  |  |  | MP G | 1
| YEAR 1 | Mortuary | Mortuary (Old) LV Switchroom | Medical Health Records plantroom | Medical Health Records | 2024-11-06 | 2019-11-06 | 5 | DB1 | 10 | 61723 | N/A | 100
| YEAR 1 |  |  | Medical Health Records plantroom | Medical Health Records |  |  |  | DB2 | 15
| YEAR 1 |  |  | Medical Health Records Lobby Area 019 | Medical Health Records |  |  |  | DB3 | 16
| YEAR 1 |  |  | Medical Health Records plantroom | Medical Health Records |  |  |  | Heating Panel | 13
| YEAR 1 |  |  | Medical Health Records plantroom | Medical Health Records |  |  |  | MDP | 4
| YEAR 1 | Mortuary | New Thetare 11-14 LV Panel | Archive Store Room NT018 | Medical Engineering | 2024-12-01 | 2019-12-01 | 6 | DB/G/E/M1 | 8 | 61721 | N/A | 100
| YEAR 1 |  |  | Archive Store Room NT018 | Medical Engineering |  |  |  | DB/G/NE/L1 | 17
| YEAR 1 |  |  | Archive Store Room NT018 | Medical Engineering |  |  |  | DB/G/NE/P1 | 37
| YEAR 1 |  |  | Technicians Workshop Room NT024 | Medical Engineering |  |  |  | DB/G/NE/P2 | 8
| YEAR 1 |  |  | Heavy Machine Workshop NT022 | Medical Engineering |  |  |  | DB/G/NE/P3 | 6
| YEAR 1 |  |  | Technicians Workshop Room NT015 | Medical Engineering |  |  |  | DB/G/NE/P4 | 10
| YEAR 1 | Mortuary | Phase 4b LV Switchroom | Pharamcy LV Cupboard Room 022c | Pharmacy | 2025-02-11 | 2020-02-11 | 1 | DBE3/N3 | 33 | 21194458 |  | 100
To be replaced - Norwood Visual tets only | YEAR 1 |  |  | Pharamcy LV Cupboard Room 022c | Pharmacy | 2025-09-09 | 2020-09-09 | 1 | DBE4 | 42 | 68545.4 |  | 100 | Prosponed dis board to be replaced Visual only - Norwoods
| YEAR 1 |  |  | Pharamcy LV Cupboard Room 022c |  |  |  | 1 | DBN4 | 29
Neptunes | YEAR 1 |  |  | Pharmacy Plantroom |  | 2025-08-12 | 2020-08-12 | 1 | DBE5/NE5 | 18 | NBS214 |  | 100
Awaiting ECR Hewers | YEAR 1 |  |  | Pharmacy Stores |  | 2025-12-20 | 2020-12-20 | 1 | ROBOT DB | 4 | 1CN18C |  | 100
| YEAR 2 | Tower Block | MV Room | Floor 1 Surgical HDU LV Switchroom | Floor 1 Surgical HDU, Staff and Admin Area | 2024-11-27 | 2019-11-27 | 2 | DB3 | 26 | 71226 |  | 100
| YEAR 1 |  |  | Floor 1 Surgical HDU LV Switchroom |  |  |  |  | DB4 | 2363229
| YEAR 1 | Mortuary | Phase 4b LV Switchroom | Mortuary Plantroom A | Mortuary | 2020-01-05 |  | 6 | AHU Control panel A | 5 | 000391 | 30%
| YEAR 1 |  |  | Mortuary Plantroom B |  |  |  |  | AHU Control panel B | 5
| YEAR 1 |  |  | Mortuary Rear Entrance |  |  |  |  | DB Coldstore | 3
| YEAR 1 |  |  | Mortuary Plantroom B |  |  |  |  | DB Fridge Panel | 1
| YEAR 1 |  |  | Mortuary Plantroom B |  |  |  |  | Down Draught / Cond | 3
| YEAR 1 |  |  | Mortuary Gent Changing Room Store 110 |  | 2025-06-25 | 2020-06-25 | 2 | GEN DB1 | 13 | 67664 |  | 100 | Duplicated for year 2
| YEAR 1 | [7 empty] | GEN DB2 | 16
| YEAR 1 | Mortuary | PHLS LV Switchroom Panel | PHLS Ground Floor LV Cupboard 144 | PHLS Microbiology | 2025-06-24 | 2020-06-24 | 9 | DB/LP1 | 32 | 67633 | N/A | 100
| YEAR 1 | Mortuary |  | PHLS Ground Floor LV Cupboard 144 |  |  |  |  | DB/LP2 | 3
| YEAR 1 | Mortuary |  | PHLS 1st Floor LV Cupboard Room 214 |  |  |  |  | DB2 | 40
| YEAR 1 | Mortuary |  | PHLS 1st Floor LV Cupboard Room 214 |  |  |  |  | DB3 | 16
| YEAR 1 | Mortuary |  | PHLS Plantroom |  |  |  |  | PHLS LV Switchgear panel | 8
| YEAR 1 | Mortuary |  | PHLS Plantroom |  |  |  |  | DB4 | 12
| YEAR 1 | Mortuary |  | PHLS Plantroom |  |  |  |  | DB5 | 3
| YEAR 1 | Mortuary |  | PHLS Plantroom |  |  |  |  | DB5A | 4
| YEAR 1 | Mortuary | Pathology Plantroom | Pathology Plantroom CP1 | Pathology Plantroom | 2020-01-20 |  | 5 | AHU1 | 2 | 000443 | Not tetsing
| YEAR 1 | Mortuary |  | Pathology Plantroom CP1 |  |  |  |  | AHU3 | 2
| YEAR 1 | Mortuary |  | Pathology Plantroom CP1 |  |  |  |  | AHU5 | 2
| YEAR 1 | Mortuary |  | Pathology Plantroom CP1 |  |  |  |  | AHU Heating Pump | 1
| YEAR 1 | Mortuary |  | Pathology Plantroom CP1 |  |  |  |  | AHU2 | 2
| YEAR 1 | Mortuary |  | Pathology Plantroom CP1 |  |  |  |  | AHU4 | 2
| YEAR 1 | Mortuary |  | Pathology Plantroom |  |  |  |  | DBE5 | 14 | 67662 |  |  | jamie.inch@nhs.net | Edward Jenner | alison.eades@nhs.net | helen.lovell-hewitt@nhs.net |  | tracy.clarke16@nhs.net
| YEAR 1 | Mortuary |  | Pathology Ground Floor LV Cupboard Room 218 |  |  |  |  | DBE1 | 25 |  |  |  | jo.stokes@nhs.net | ghn-tr.haematology cnsteam@nhs.net
| YEAR 1 | Mortuary |  | Pathology Ground Floor LV Cupboard Room 177 |  |  |  |  | DBE3 | 36 |  |  |  | ceinwen.davies@nhs.net
| YEAR 1 | Mortuary |  | Pathology Comms Room 202 |  |  |  |  | DBE6 | 2 |  |  |  | david.ah-moye@nhs.net
| YEAR 1 | Mortuary |  | Pathology Ground Floor LV Cupboard Room 218 |  |  |  |  | DB/NE1 | 18 |  |  |  | Blood transfusin | alison.eades@nhs.net | tracy.clarke16@nhs.net | coral.jones1@nhs.net | lesley.shipway@nhs.net |  | j.goody@nhs.net
| YEAR 1 | Mortuary |  | Pathology Ground Floor LV Cupboard Room 177 |  |  |  |  | DB/NE3 | 37 |  |  |  | cliff.stephens@nhs.net
| YEAR 1 | Mortuary | Pathology Plantroom | Cyro Store | Cyro Store | 2025-06-24 | 2020-06-24 | 2 | DB8A | 6 | 67661 | N/A | 100 | sally.dibden@nhs.net
| YEAR 1 | Mortuary | External Pathology Plantroom 212 | ?? |  |  |  |  | DBE8 | 7
| YEAR 1 | Supply Source | Panel Ref | Panel / DB Location | Ward/Department | Fixed Installation Due Date |  | Number of Boards / Panels | Dis Board Reference | Number of Circuits | Conditionn Reports Certificate number
| Year | Mortuary | Mortuary LV Switch Panel | Consultant Essential User Car Park | Consultant Car Park | 2020-05-12 |  | 1 | BMS Pillar | 1 | 000438 | ?????
| YEAR 2 | Tower Block | MV Room | Theatre 1 Thackeray Panel | Theatre 1 | 2025-08-01 | 2020-08-01 | 14 | DB/TH1A | 8 | 68544 | N/A | 100
| YEAR 2 | Tower Block | [6 empty] | DB/TH1B | 5
| YEAR 2 | Tower Block |  | Theatre 2 Service Cupboard | Theatre 2 |  |  |  | DB/T | 14
| YEAR 2 | Tower Block |  | Theatre 3 Thackeray Panel | Theatre 3 |  |  |  | DB/TH3A | 5
| YEAR 2 | Tower Block | [6 empty] | DB/TH3B | 9
| YEAR 2 | Tower Block |  | Theatre 4 Thackeray Panel | Theatre 4 |  |  |  | DB/TH4 | 10
| YEAR 2 | Tower Block |  | Theatre 5 Thackeray Panel | Theatre 5 |  |  |  | DB/TH5A | 4
| YEAR 2 | Tower Block | [6 empty] | DB/TH5B | 6
| YEAR 2 | Tower Block |  | Theatre 6 Thackeray Panel | Theatre 6 |  |  |  | DB/TH6A | 3
| YEAR 2 | Tower Block | [6 empty] | DB/TH6B | 7
| YEAR 2 | Tower Block |  | Theatre 7 Thackeray Panel | Theatres 7 |  |  |  | DB/TH7A | 3
| YEAR 2 | Tower Block | [6 empty] | DB/TH7B | 8
Neptunes | YEAR 2 | Mortuary | Phase 4b LV Switchroom | DSU LV Cupboard Room 292 | DSU Theatres 8 - 10 | 2025-07-23 | 2020-07-23 | 1 | DBE7 | 35 | NBS1550 |  | 100
| YEAR 2 | Tower Block | MV Room | Alcoves Plantroom 014 | CSSD | 2025-07-10 | 2020-07-10 | 10 | DB Autoclaves | 6 | 68545.1 |  | 100
| YEAR 2 | Tower Block |  | CSSD Dirty Wash Up | CSSD etc |  |  |  | DBC | 15
| YEAR 2 | Tower Block |  |  | CSSD etc |  |  |  | DBC1 | 6
| YEAR 2 | Tower Block |  | Basement Corridor and Basement CSSD Plantroom | CSSD etc |  |  |  | DBE1 | 6
| YEAR 2 | Tower Block |  |  | CSSD etc |  |  |  | DBE2 | 9
| YEAR 2 | Tower Block |  |  | Basement Corridor and Basement CSSD Plantroom |  |  |  | DBE3 | 6
| YEAR 2 | Tower Block |  |  | CSSD , Ultrasound, Ground floor lights etc |  |  |  | DBG1 | 21
| YEAR 2 | Tower Block |  |  | Ultrasound, Power ground Floor |  |  |  | DBG3 | 31
| YEAR 2 | Tower Block |  | CSSD Near Autoclaves | CSSD |  |  |  | DBG4 | 21
| YEAR 2 | Tower Block |  | CSSD Staff Room 004 | CSSD Area |  |  |  | DBE4 | 16
| YEAR 2 | Tower Block |  | Basement Corridor and Basement CSSD Plantroom | Panel 24 & 24C |  |  | 2 | Panel 24 & 24C | 10
| YEAR 2 | Tower Block |  | Ultrasound Rexception | Ultrasound |  |  | 3 | DB Ultrasound | 1
| YEAR 2 | Tower Block |  | Ultrasound Waiting area |  |  |  |  | NMDB | 4
| YEAR 2 | Tower Block |  | Ultrasound Office Room 093 |  |  |  |  | DB U5 | 4
| YEAR 2 | Tower Block |  | CSSD Basement Calorifier Olantroom | CSSD Plantroom |  |  |  | Heating CP CSSD | 3
Neptunes | YEAR 2 | Mortuary | Phase 4b LV Switchroom | DSU LV Cupboard Room 239a | Phase 4b & DSU area | 2025-09-09 | 2020-09-09 | 2 | DBE6 | 54 | NBS227 |  | 100
| YEAR 2 |  | Phase 4b LV Switchroom | DSU LV Cupboard Room 239a |  |  |  |  | DBN6 | 7
|  | Mortuary | Phase 4b LV Switchroom | Phase 4b LV Switchroom |  | 2025-09-01 | 2020-09-01 | 5 | DBE1 | 12 | 68545.3 |  | 100
| YEAR 2 | Mortuary | Phase 4b LV Switchroom | DSU Top of Stairs Comms Room 306 (Theatre plantroom 2) |  |  | 2020-09-01 |  | DBE8 | 15 |  |  |  | Replaced by Hewer 27/02/21
| YEAR 2 | Mortuary | Phase 4b LV Switchroom | Phase 4b LV Switchroom |  |  | 2020-09-01 |  | DBN1 | 10
| YEAR 2 | Mortuary | Phase 4b LV Switchroom | DSU Theatre Plantroom 2 (302) |  |  | 2020-09-01 |  | DB Day Surgery Plant Room | 11
| YEAR 2 | Mortuary | Phase 4b LV Switchroom | DSU Lift Plant Room 303 |  |  | 2020-09-01 |  | Lift Shaft DB | 5
| YEAR 2 | Mortuary | Phase 4b LV Switchroom | Pump Plant Room 010 (Pete old plantroom) |  |  |  |  | Pump Control Panel | 14
| YEAR 2 | Mortuary | Basement LV Switchroom (034) Panel 26 | X-Ray Room 8 | X-Ray Room 8 | 2025-09-28 | 2020-09-28 | 19 | DB X-Ray 8 | 8 | 68545.2 |  | 100
| YEAR 2 | Mortuary |  | X-Ray Room 8 | X-Ray Room 8 |  |  |  | X-Ray 8 | 7
| YEAR 2 | Mortuary |  | X-Ray LV Cupboard 111 | X-Ray Area |  |  |  | DB27E/F1 | 16 |  |  | 100
| YEAR 2 | Mortuary | [6 empty] | DB27NE/F2 | 26
| YEAR 2 | Mortuary | [6 empty] | DBNE/F3 | 6
|  | Mortuary |  | X-Ray LV Cupboard 112 | X-Ray Area |  |  |  | DB28E/F1 | 12
| YEAR 2 | Mortuary | [6 empty] | DB28NE/F2 | 21
| YEAR 2 | Mortuary | [6 empty] | DB28NE/F3 | 10
|  | Mortuary |  | X-Ray CTA Prep room 010 | X-Ray CTA Prep room 010 |  |  |  | DB/CTA | 11
| YEAR 2 | Mortuary |  | General X-Ray Room 007 | General X-Ray Room 007 |  |  |  | X-Ray General B | 3
| YEAR 2 | Mortuary |  | X-Ray LV Cupboard Room 106 | Wait Area 4 |  |  |  | DB/Wait Area 4 | 2 |  |  |  | DB removed during refurb
| YEAR 2 | Mortuary | Panel 26A | Basement Panel LV Switchroom 034 | X-Ray |  |  |  | Panel 26A | 6
| YEAR 2 | Mortuary | Panel 26E/NE | [5 empty] | Panel 26E/NE | 11
| YEAR 2 | Mortuary | Panel 27E | [5 empty] | Panel 27E | 2
| YEAR 2 | Mortuary | Panel 27NE | [5 empty] | Panel 27NE | 1
| YEAR 2 | Mortuary | Panel 28E | [5 empty] | Panel 28E | 3
| YEAR 2 | Mortuary | Panel 28NE | [5 empty] | Panel 28NE | 1
| YEAR 2 | Mortuary | X-Ray Basement Panel 26 | X-Ray Cupboard 005 MRI Control Room | X-Ray MRI |  |  | 6 | MCCB Board | 4
| YEAR 1 |  |  | X-Ray Cupboard 005 MRI Control Room | X-Ray MRI |  |  |  | DB/MRI 1 | 14
| YEAR 1 |  |  | X-Ray Cupboard 005 MRI Control Room | X-Ray MRI |  |  |  | DB/MRI 2 | 4
| YEAR 1 |  |  | X-Ray Plantroom 24 MRI Control Room | X-Ray MRI |  |  | 2 | DB/MRI 3 | 9
|  |  |  | X-Ray Plantroom 24 MRI Control Room | X-Ray MRI |  |  |  | DB/MRI 4 | 15
|  |  |  | X-Ray Plantroom 104a far end | X-Ray MRI |  |  |  | DB/MECH | 19
|  |  |  | X-Ray MRI Control Room UPS Palntroom 105c | X-Ray - Fluroscopy, CTC, CTD, CTE & MRI A (GE) |  |  |  | IPS Panel | 13
|  |  |  | LV Cupboard Room 111 | X-Ray |  |  |  | DB27/1E | 14
| YEAR 2 | Tower Block | Panel 28A | X-Ray Plantroom 105f CTD & CTE | X-Ray CTD & CTE Plantroom & CTC | 2024-04-04 | 2019-04-04 | 1 | DB CT1 | 33 | NBS1509 |  | 100
Norwood job No. 68545 |  | Mortuary | Phase 4b LV Switchroom | CID Cupboard 034 | Nuclear Medicine (Old CID) Lung Function, Bone Density, Clinical Neurophysiology and Nuclear Medicine | 2025-09-01 | 2020-09-01 | 3 | CID DeDicated | 3 | 000433 60% |  | 100
| YEAR 2 | Mortuary | [6 empty] | DBE2 | 48
| YEAR 2 | Mortuary | [6 empty] | DBN2 | 13
Norwood job No. 68545 | YEAR 2 | Boilerhouse | ECA Boilerhouse LV Switchroom | Multi Storey car park Pillar - Indigo | Multi Storey car park | 2025-09-01 | 2020-09-01 | 1 | Multi Storey car park Pillar | 1 | 68545.3 |  | 100
Didn’t test on above job No. | YEAR 2 | Orchard Centre | Chestnut house LV Switch Panel | Gravel Car Park (Beacon hse) - Indigo | Gravel Car Park (Beacon hse) | 2019-06-30 |  | 1 | Gravel Car Park (Beacon hse) Barrier | 1 | 000434 | ????
| YEAR 2 | Tower Block | MV Room | Ward 7a LV Cupboard | Floor 7 Ward 7a | 2020-10-15 |  | 2 | DB13/North/E | 26 | 000490
| YEAR 2 | Tower Block | [6 empty] | DB/13/North/NE | 23
| YEAR 2 | Tower Block | MV Room |  | Island Plant room | 2024-11-08 | 2019-11-08 | 1 | NP/DB | 4 | 000461 |  | 100
| YEAR 2 |  |  | Ward 9a LV Cupboard | 9th Floor Ward 9a | 2020-10-28 |  | 2 | DB/17/North/NE | 23
| YEAR 2 | Tower Block | [6 empty] | DB/17/North/E | 25
| YEAR 2 | Tower Block | MV Room | Ward 7b LV Cupboard | Floor 7 Ward 7b | 2027-12-08 |  | 3 | DB/14/South/E | 25 | 000491
| YEAR 2 | Tower Block | [6 empty] | DB/14/South/NE | 29
| YEAR 2 | Tower Block |  | Ward 7B Water Treatment Plant Room |  |  |  |  | WT Plant DB | 2
| YEAR 2 | Tower Block | MV Room | Ward 6a LV Cupboard | Floor 6 Ward 6a | 2027-12-08 |  | 2 | DB11/North/E | 29 | 000498
| YEAR 2 | Tower Block | [6 empty] | DB11/North/NE | 23
Norwood job No. 68550 | YEAR 2 | Mortuary | Mortuary Substation (New) LV Switchroom | New theatres 11-14 & Plant Room 3 Comms Room | New theatres 11-14 & Plant Room | 2025-11-28 | 2020-11-28 | 12 | Data Room DB | 3 | 68850 | N/A | Satisfactory
| YEAR 2 | Mortuary |  | New Theatre 11-14 Sterile Store Room |  |  |  |  | DB/1/E/L1 | 27
| YEAR 2 | Mortuary |  | New Theatre 11-14 Sterile Store Room |  |  |  |  | DB/1/E/P1 | 23
| YEAR 2 | Mortuary |  | New Theatre 11-14 Sterile Store Room |  |  |  |  | DB Thetares Operations Lights | 4
| YEAR 2 | Mortuary |  | New theatres 11-14 & Plant Room 3 |  |  |  |  | DB/2/E/EL1 | 6
| YEAR 2 | Mortuary |  | New theatres 11-14 & Plant Room 3 |  |  |  |  | DB/2/E/LP1 | 9
| YEAR 2 | Mortuary |  | New theatres 11-14 & Plant Room 3 |  |  |  |  | DB/2/E/M2 | 14
| YEAR 2 | Mortuary |  | New theatres 11-14 & Plant Room 3 |  |  |  |  | Ground Floor / Plant | 19
| YEAR 2 | Mortuary |  | New theatres 11-14 & Plant Room 3 |  |  |  |  | IPS Theatre 12 | 9
| YEAR 2 | Mortuary |  | New theatres 11-14 & Plant Room 3 |  |  |  |  | IPS Theatre 13 | 9
| YEAR 2 | Mortuary |  | New theatres 11-14 & Plant Room 3 |  |  |  |  | IPS Theatre 11 | 9
| YEAR 2 | Mortuary |  | New theatres 11-14 & Plant Room 3 |  |  |  |  | IPS Theatre 14 | 9
| YEAR 2 | Mortuary |  | New theatres 11-14 & Plant Room 3 |  |  |  |  | New Theatre Switchboard Panel B | 11
| YEAR 2 | Mortuary |  | New theatres 11-14 & Plant Room 3 |  |  |  |  | New Theatre Switchboard Panel A | 9
| YEAR 2 | Mortuary |  | New theatres 11-14 & Plant Room 3 |  |  |  |  | Mech Panel CP1 | 5 | Not required
| YEAR 2 | Mortuary |  | New theatres 11-14 & Plant Room 3 | Theatre 11 |  |  |  | Theatre 11 AHU | 4 | Not required
| YEAR 2 | Mortuary |  | New theatres 11-14 & Plant Room 3 | Theatre 12 |  |  |  | Theatre 12 AHU | 4 | Not required
| YEAR 2 | Mortuary |  | New theatres 11-14 & Plant Room 3 | Theatre 13 |  |  |  | Theatre 13 AHU | 4 | Not required
| YEAR 2 | Mortuary |  | New theatres 11-14 & Plant Room 3 | Theatre 14 |  |  |  | Theatre 14 AHU | 4 | Not required
| YEAR 2 | Tower Block | MV Room | Ward 9b LV Cupboard | Floor 9 ward 9b | 2027-03-02 |  | 2 | DB/18/South/NE | 19 | 000462
| YEAR 2 | [5 empty] | 2022-03-02 |  | DB/18/South/NE | 30
|  | Tower Block | MV Room | Ward 8a LV Cupboard | Floor 8 Ward 8a | 2027-03-08 |  | 2 | DB/15/North/E | 29 | 000488
| YEAR 2 | [7 empty] | DB/15/North/NE | 19
|  | Tower Block | MV Room | Floor 9 Ward 9b Cleaner Store | Floor 7 / 8 & 9 | 2027-03-08 |  | 3 | DB Floor 7/8/9 | 22 | 000489
| YEAR 2 | Tower Block |  | Ward 8b LV Cupboard | Floor 8 Ward 8b |  |  |  | DB/16/South/E | 28
| YEAR 2 | Tower Block | [6 empty] | DB/16/South/NE | 17
| YEAR 2 | Supply Source | Panel Ref | Panel / DB Location | Ward/Department | Fixed Installation Due Date |  | Number of Boards / Panels | Dis Board Reference | Number of Circuits | Conditionn Reports Certificate number
| Year 2 | Tower Block | MV Room | Ward 6b LV Cupboard | Floor 6 Ward 6b | 2027-12-08 |  | 2 | DB/12/South/E | 29 | 56589
| YEAR 2 | Tower Block | [6 empty] | DB/12/South/NE | 16
| YEAR 2 | Tower Block | MV Room | Ward 5a LV Cupboard | Floor 5 Ward 5a | 2027-03-01 | 2022-03-02 | 2 | DB9/North/E | 27 | 86539
| YEAR 2 | Tower Block | [6 empty] | DB9/North/NE | 23
| YEAR 2 | Tower Block | MV Room | Ward 5b LV Cupboard | Floor 5 Ward 5b | 2027-03-01 |  | 3 | DB10/South/E | 29 | 86539
| YEAR 2 | Tower Block | [6 empty] | Db10/South/NE | 25
| YEAR 2 | Tower Block |  | Ward 5b Clinic Quiet Room |  |  |  |  | DB4 Liftlobby | 23
| YEAR 2 | Tower Block | MV Room | Ward 4a LV Cupboard | Floor 4 Ward 4a | 23/011/2027 |  | 2 | DB7/North/E | 30 | 93345
| YEAR 2 | Tower Block | [6 empty] | DB7/North/NE | 24
| YEAR 2 | Tower Block | MV Room | Ward 4b LV Cupboard | Floor 4 Ward 4b | 2027-11-23 |  | 2 | DB8/South/E | 27 | 93345
| YEAR 2 | Tower Block | [6 empty] | DB8/South/NE | 18
| YEAR 2 | Tower Block | MV Room | Ward 3a LV Cupboard | Floor 3 Ward 3a | 2027-03-02 |  | 2 | DB5/North/E | 29 | 86539
| YEAR 2 | Tower Block |  |  |  |  | 2022-03-02 |  | DB5/North/NE | 20
| YEAR 2 | Tower Block | MV Room | Ward 3b LV Cupboard | Floor 3 Ward 3b | 2027-03-02 |  | 2 | DB6/South/E | 29 | 86539
| YEAR 2 | Tower Block | [6 empty] | DB6/South/NE | 22
| YEAR 2 | Tower Block | MV Room | Ward 2a LV Cupboard | Floor 2 Ward 2a | 2027-03-02 |  | 2 | DB3/North/E | 29 | 86539
| YEAR 2 | Tower Block | [6 empty] | DB3/North/NE | 25
| YEAR 2 | Tower Block | MV Room | Ward 2b LV Cupboard | Floor 2 Ward 2b | 2027-03-02 |  | 2 | DBF1 | 28 | 86539
| YEAR 2 | Tower Block | [6 empty] | DBF2 | 34
| YEAR 2 | Tower Block | MV Room | Ward 2b Entrance Cupboard | Floor 2 Ward 2b | 2027-03-02 |  | 1 | DBF4 Lift Core | 23
| YEAR 2 | Tower Block | MV Room | DCC LV Switchroom | Floor 1 DCC Ward 1a DCC | 2027-03-02 |  | 3 | DB1 | 11 | 86539
| YEAR 2 | Tower Block | [6 empty] | DB2 | 39
| YEAR 2 | Tower Block | [6 empty] | DBCL | 22
| YEAR 2 | Tower Block | MV Room | Floor 1 Surgical HDU LV Switchroom | Floor 1 Surgical HDU, Staff and Admin Area | 2027-03-02 |  | 2 | DB3 | 26 | 86539
| YEAR 2 | Tower Block | [6 empty] | DB4 | 20
| YEAR 2 | Tower Block | MV Room | Piped Piper | General Areas Ground Floor - Piped Piper | 2027-11-27 |  | 1 | PPDB | 5 | 93349
| YEAR 2 | Tower Block | MV Room | Mental Health Liason Team (MHLT) | General Areas Ground Floor - MHLT | 2027-11-24 |  | 2 | DB/AC | 6 | 93349
| YEAR 2 | Tower Block | [6 empty] | DB/HD1 | 14
| YEAR 2 | Tower Block |  | Switchboard | Switchboard | 2027-11-27 | 2020-11-11 | 1 | SB Managers Office DB | 3 | 93349 |  | 100
| YEAR 2 | Tower Block | MV Room | Chapel Office | General Areas Ground Floor - Chapel | 2027-11-27 | 2019-12-15 | 1 | DB1 | 11 | 93349 | N/A | 100
| YEAR 2 | Tower Block | MV Room | Shop Office | General Areas Ground Floor - Amigo Shop | 2027-01-13 | 2022-01-13 | 1 | DB1 | 38 | 000538
| YEAR 2 | Tower Block | MV Room | Ground Floor - MV Room | General Areas - Basement and Ground Floor | 2021-05-20 |  | 4 | DBG1 | 18 | 000539
| YEAR 2 | Tower Block | [6 empty] | DBG2 | 15
| YEAR 2 | Tower Block | [6 empty] | DBG2A | 5
| YEAR 2 | Tower Block | [6 empty] | DBE | 29
| YEAR 3 | Boilerhose ECA | Panel 23 | Old Chiller Plant Room | General Areas Basement - Old Chiller Plant Room | 2027-12-08 | 2022-12-08 | 3 | FB23 | 12 | 93349
| YEAR 3 | Boilerhose ECA | [6 empty] | DB Local | 20
| YEAR 3 | Boilerhose ECA | [6 empty] | VEP/DB2 | 14
| YEAR 3 | Mortuary | Pathology Plantroom | Pathology - 1st Floor LV Cupboard Room 224 | Pathology - 1st Floor Bacteriology | 2027-12-21 |  | 2 | DBE2 | 17 | 93525
| YEAR 3 | Mortuary | [6 empty] | DBNE2 | 19
| YEAR 3 | Mortuary | Pathology Plantroom | Pathology - 1st Floor LV Cupboard Room 229 | Pathology - 1st Floor Bacteriology |  |  | 1 | DBE4 | 32
| YEAR 3 | [6 empty] | 1 | DBNE4 | 42
| YEAR 3 | Boilerhouse ECA | Womens Centre | Ground Floor WSR LV Cupboard Room ADM0056 | Ground Floor - Admin Department | 2027-12-21 |  | 5 | DBG3L | 18 | 93532
| YEAR 3 | Boilerhouse ECA | [6 empty] | DBG3P | 27
| YEAR 3 | Boilerhouse ECA | [6 empty] | DBG4L | 31
| YEAR 3 | Boilerhouse ECA | [6 empty] | DBG4P | 22
| YEAR 3 | Boilerhouse ECA | [6 empty] | MCCDB03 | 3
| YEAR 3 | Orchard Centre | Severn Dialysis | Severn Dialysis Kitchen | Severn Dialysis | 2027-12-20 |  | 5 | DB1 | 49 | 93539 | 100%
| YEAR 3 | Orchard Centre |  | Severn Dialysis LV Cupboard |  |  |  |  | DB MD1 | 8
| YEAR 3 | Orchard Centre |  | Severn Dialysis Room RD001-08 |  |  |  |  | DB2 | 21
| YEAR 3 | Orchard Centre |  | Severn Dialysis LV Cupboard |  |  |  |  | DB3 | 18
| YEAR 3 | Orchard Centre |  | Water Treatment Room |  |  |  |  | DB4 | 5
| YEAR 3 | Orchard Centre | Chestnut house LV Switch Panel |  | Hope House | 2022-01-01 |  | PCT Complete |  | PCT Complete | PCT Complete
| YEAR 3 | Boilerhouse ECA | Womens Centre | Ground Floor - Gynae O/P & Ante Natal | Ground Floor - Gynae O/P & Ante Natal | 2027-12-21 |  | 5 | DBGL1 | 30 | 93532 | 100%
| YEAR 3 | Boilerhouse ECA | [6 empty] | DBG1P | 32
|  | Boilerhouse ECA | [6 empty] | DBG2L | 22
|  | Boilerhouse ECA | [6 empty] | DBG2P | 34
|  | Boilerhouse ECA | [6 empty] | MCC04 | 2
|  | Boilerhouse ECA | Womens Centre | WSR 1st Floor Obs LV Switchroom 1104 | 1st Floor Delivery Suite & Obstetric Theatres | 2022-02-16 |  | 4 | DB13L | 26 | 000556
| YEAR 3 | Boilerhouse ECA | [6 empty] | DB13P | 26
| YEAR 3 | Boilerhouse ECA | [6 empty] | DB14L | 20
| YEAR 3 | Boilerhouse ECA | [6 empty] | DB14P | 36
| YEAR 3 | Boilerhouse ECA | Womens Centre | WSR 1st Floor Neonatal LV Switchroom 1022 | 1st floor Neo Natal | 2027-12-16 |  | 5 | DB11L | 26 | 93535
| YEAR 3 | Boilerhouse ECA | [6 empty] | DB12L | 11
| YEAR 3 | Boilerhouse ECA |  |  |  |  | 2022-12-16 |  | DB12P | 32
| YEAR 3 | Boilerhouse ECA | [6 empty] | DBG11P | 41
| YEAR 3 | Boilerhouse ECA |  | WSR 1st floor NeonataL it/ Hub Room 1030 |  |  |  |  | IT/Hub DB | 3
| YEAR 3 | Boilerhouse ECA | Womens Centre | WSR 2nd Floor Maternity & Birth Unit LV Switchroom | WSR 2nd Floor Maternity & Birth Unit | 2028-01-25 |  | 7 | DB21L | 32 | 93540.1
| YEAR 3 | Boilerhouse ECA | [6 empty] | DB22L | 41
| YEAR 3 | Boilerhouse ECA | [6 empty] | DB22P | 51
| YEAR 3 | Boilerhouse ECA |  |  |  |  | 2023-01-25 |  | DB23L and P | 19
| YEAR 3 | Boilerhouse ECA | [6 empty] | DBG21P | 45
| YEAR 3 | Boilerhouse ECA | [6 empty] | MCCBD02 | 8
| YEAR 4 | Boilerhouse ECA | [6 empty] | MCCDB1 | 13
| YEAR 2 | Tower Block | MV Room | Theatre Plant rooms (1) 1 - 7 | Theatre Plant rooms (1) 1 - 7 | 2022-03-24 |  | 6 | DB4B | 33 | 000566 | 90%
| YEAR 2 | Tower Block | [6 empty] | DBE1 | 34
| YEAR 2 | Tower Block | [6 empty] | DBE2 | 29
| YEAR 2 | Tower Block | [6 empty] | DB LMR | 5
| YEAR 2 | Tower Block | [6 empty] | Fuseboard P Plant | 10
| YEAR 2 | Tower Block | MV Room | Theatre Plant rooms (1) 1 - 7 | Theatre Plant rooms (1) 1 - 7 | 2026-04-22 | 2021-05-06 | 1 | FB5 Theatre Battery | 15 | NBS283 |  | 100
| YEAR 3 | Supply Source | Panel Ref | Panel / DB Location | Ward/Department | Fixed Installation Due Date |  | Number of Boards / Panels | Dis Board Reference | Number of Circuits | Conditionn Reports Certificate number
| Year | Orchard Centre | OC LV Switchroom | Little Oaks Nursery Cupbaord Room 011 | Little Oaks Nursery (Creche) | 2022-06-10 |  | 2 | DB1 | 22 | 000585 | 100%
| YEAR 4 | Orchard Centre | [6 empty] | DB2 Heaters | 6
| YEAR 4 | ECB | ECB LV Switchroom | ECB Ground Floor LV Switcroom | ECB | 2028-04-21 | 2023-04-21 | 7 | DBG1 | 28 | 97037
| YEAR 4 | ECB | [6 empty] | DBG2 | 6
| YEAR 4 | ECB | [6 empty] | DBG3 | 5
| YEAR 4 | ECB |  | ECB 1st Floor |  |  |  |  | DBF1 | 19
| YEAR 4 | ECB |  | External ECB VIE Compound |  |  |  |  | DB VIE | 3
| YEAR 4 | ECB |  | ECB HV Generator Hall |  | 2024-04-23 | 2019-04-23 |  | Gen Hall DB | 10 | 57908
| YEAR 4 | ECB |  | External PFI Workshop |  |  |  |  | DB FM Pillar | 5
| YEAR 4 | Boilerhouse ECA | ECA Boilerhouse LV Switchroom | External Wall Chemical Store | ECA | 2026-03-22 | 2021-03-22 | 1 | Chemical Store DB | 6 | ICN18C 22999367 |  | 100
| YEAR 4 | Boilerhouse ECA |  | Waste Yard Outside Rear Of Chemical Store | ECA | 2028-04-28 | 2023-04-04 | 12 | Compactor DB | 7 | NBS1715 |  |  | Changed DB Neptunes 2023
| YEAR 4 | Boilerhouse ECA |  | Waste Yard Outside Rear Of Medical Gas Cylinder Store | Waste Yard Medical Gas Cylinder Store | 2028-04-26 | 2023-04-26 |  | Medical GasCylinder Store DB | 2 | 97038
| YEAR 4 | Boilerhouse ECA |  | Medi Gas Compond | Medi Gas Compond |  |  |  | DB VIE | 4
| YEAR 4 | Boilerhouse ECA |  | Waste Yard Warehouse | ECA |  |  |  | DB10 | 12
| YEAR 4 | Boilerhouse ECA |  | Waste Yard Lift Motor Room | Waste Yard Lift |  |  |  | DBA | 11
| YEAR 4 | Boilerhouse ECA |  | ECA 1st Floor | ECA |  |  |  | DB1A | 24
| YEAR 4 | Boilerhouse ECA |  | Gardeners Hut | Gardeners Hut |  |  |  | Gardeners Hut DB | 3
| YEAR 4 | Boilerhouse ECA |  | ECA Boiler Area Basement Floor | ECA Boiler Area Basement Floor | 2026-04-19 | 2021-04-19 |  | DB Incinerator | 13 | NBS249 |  | 100
| YEAR 4 | Boilerhouse ECA |  | ECA Boiler Area Basement Floor | ECA Boiler Area Basement Floor | 2026-04-26 | 2021-04-26 |  | DB B | 5 | NBS248 |  | 100
| YEAR 4 | Boilerhouse ECA |  | Waste Yard Nitrous Oxide Store | Waste Yard Nitrous Oxide Store | 2028-04-28 | 2023-04-28 |  | DB VIE CCT1 | 2 | 97038
| YEAR 4 | Boilerhouse ECA |  | Waste Yard Warehouse | ECA |  |  |  | Waste Yard DB | 9
| YEAR 4 | Boilerhouse ECA |  | Waste Yard Warehouse | Boiler No. 4 Supply |  |  |  | Switch Fuse Panel A | 1
| YEAR 4 | Boilerhouse ECA |  | Waste Yard Warehouse | Boiler No. 3 Supply |  |  |  | Switch Fuse Panel B | 1
| YEAR 4 | Boilerhouse ECA |  | Waste Yard Warehouse | Boiler No. 2 Supply |  |  |  | Switch Fuse Panel C | 1
| YEAR 4 | Boilerhouse ECA |  | Gallery Basement (LV room 059) | ECA Basement Floor Area | 2026-01-13 | 2021-01-13 | 1 | DBB | 10 | NBS234 |  | 100
| YEAR 2 | Tower Block | MV Room | Prayer Room 1 Electrical Riser | Prayer Rooms | 2028-05-03 | 2023-05-03 | 2 | DB1 | 6 | 97040
| YEAR 2 | Tower Block |  | Anaesthesia Department LV Cupboard | General Areas Ground Floor - Anaesthetic Area |  |  |  | FB2 | 38
| YEAR 2 | Tower Block | Floor 11 panel 22A, 22B, 22C & 22D | Tower Block Lift Motor Room Floor 11 | Floor 11 - Lift Motor General Area | 2028-05-03 | 2023-05-03 | 1 | DB22E | 12 | 97040 |  | 100
| YEAR 2 | Tower Block | Floor 10 LV Panel 20 & 21 | Tower Block Floor 10 LV Switchroom 1141 | Floor 10 LV Cupboard FB8 (RMO) |  |  | 1 | FB8 | 22
| YEAR 2 | Tower Block | Floor 10 LV Panel 20 & 21 | Tower Block Floor 10 LV Switchroom 1141 | Floor 10 LV Cupboard FB8B - General Area |  |  | 1 | FB8B | 3
| YEAR 2 | Tower Block | Floor 12 LV Panel 20 & 21 | Floor 10 DB8B room 1107 (RMO Consumer unit No.13 | Floor 10 DB8B General Area |  |  | 1 | DB8A | 7
| YEAR 2 | Tower Block | MV Room | Floor 2 Ward 2a Spinal Injuries Unit | Floor 2 Ward 2a Spinal Injuries Unit | 2022-12-19 |  | 1 | DB1 | 15 | 000437
| YEAR 4 | Redwood House | Redwood House / Clinical Academy Plantroom | Redwood Plantroom 114 | Redwood House | 2023-03-21 |  | 6 | A/C & Coffee DB | 4 | 000632 | 100%
| YEAR 4 | Redwood House | [6 empty] | AC DB | 8
| YEAR 4 | Redwood House | [6 empty] | DB7 | 29
| YEAR 4 | Redwood House | [6 empty] | DB7A | 30
| YEAR 4 | Redwood House |  | Redwood Floor 1 LV Cupbard Room 205 |  |  |  |  | FB8 | 31
| YEAR 4 | Redwood House |  | Redwood Kitchen 113 |  |  |  |  | HotCupboard DB | 2
| YEAR 4 | Redwood House |  | Redwood Plantrrom 114 |  |  |  |  | Switch Fuse S1 | 1
| YEAR 4 | Redwood House | [6 empty] | Switch Fuse S2 | 1
| YEAR 4 | Redwood House | [6 empty] | Switch Fuse S3 | 1
| YEAR 4 | Redwood House |  | Redwood House Lift Motor Room 226 | Clinical Academy |  |  | 5 | Lift Motor DB | 4
| YEAR 4 | Redwood House |  | Clinical Academy Cleaners Cupboard Floor 2 Room 239 |  |  |  |  | DB2 | 33
| YEAR 4 | Redwood House |  | Clinical Academy Plantroom / LV Switcroom 129 |  |  |  |  | DB1 | 31
| YEAR 4 | Redwood House | [6 empty] | DB3 | 24
| YEAR 4 | Redwood House | [6 empty] | MCCB | 7
| YEAR 4 | Orchard Centre | Chestnut house LV Switch Panel | Chestnut House Ground Floor Corridor | Chestnut house Ground Floor Corridor | 2023-03-29 |  | 1 | DBL1 | 20 | 000555
| YEAR 4 | Supply Source | Panel Ref | Panel / DB Location | Ward/Department | Fixed Installation Due Date |  | Number of Boards / Panels | Dis Board Reference | Number of Circuits | Conditionn Reports Certificate number
| Year | Orchard Centre | Orchard Centre Basement | Orchard Centre DSU Room 031 | Day surgery (Old Delivery Suite) | 2023-08-08 |  | 2 | DB Non-Essential | 21 | 0000669
| YEAR 5 | Orchard Centre | [6 empty] | DB-Essential | 35
| YEAR 5 | Orchard Centre |  | Orchard centre Lift Motor Plantroom | 1st Floor lift Motor |  |  | 1 | DBF29A | 6
| YEAR 5 | Orchard Centre |  | External Orchard Centre Medical Gas Compressor Plantroom | External Orchard Centre Medical Gas Compressor Plantroom |  |  | 1 | Plantroom DB | 10
| YEAR 5 | Orchard Centre |  | Orchard Centre Floor 1 Diabetic Eye Screening | Diabetic Eye Screening (Lambourne Ward) |  |  | 2 | DB1 | 24 | 000666 | 100%
| YEAR 5 | Orchard Centre |  | Orchard Centre Floor 1 Diabetic Eye Screening Kitchen |  |  |  |  | DB2 | 13
| YEAR 5 | Orchard Centre |  | Orchard Centre Ground Floor Pre-Assessment Room 142 | Pre-Assessment (Blaisdon ward) |  |  | 2 | DB BW | 31 | 000667 | 100%
| YEAR 5 | Orchard Centre |  | Orchard Centre Ground Floor Pre-Assessment Room (7) 114 |  |  |  |  | DB BW2 | 13
| YEAR 5 | Orchard Centre |  | Orchard centre Ophthalmology LV Swicthroom 423 | Ophthalmology (Ante Natal Unit)0 | 2023-08-24 |  | 3 | DB P | 12 | 000668 | 100%
| YEAR 5 | Orchard Centre | [6 empty] | DB P2 | 10
| YEAR 5 | Orchard Centre | [6 empty] | DB L | 25
| YEAR 5 | Orchard Centre |  | Orcahrd centre Continence Dept Comms Room 538 | Continence Dept (Old SCBU) | 2023-07-11 |  | 3 | DB1 | 36 | 000654 | 100%
| YEAR 5 | Orchard Centre | [6 empty] | DB2 | 3
| YEAR 5 | Orchard Centre |  | Orcahrd centre Continence Dept Comms Room 536 | Comms Room 536 |  |  |  | Comms DB | 3
| YEAR 5 | ECB | ECB LV Switcroom | Beacon House Ground Floor LV Cupboard | Beacon House Ground Floor | 11-Jul;-23 |  | 5 | DB1 | 26 | 0006565
| YEAR 5 | ECB |  | Beacon House Ground Floor LV Cupboard | Beacon House Ground Floor |  |  |  | DB1A | 26 |  | 100%
| YEAR 5 | ECB |  | Beacon House Floor 2 LV Cupboard | Beacon House Floor 1 |  |  |  | DB2 | 34
| YEAR 5 | ECB |  | Beacon House Floor 3 LV Cupboard | Beacon House Floor 2 |  |  |  | DB3 | 35
| YEAR 5 | ECB |  | Beacon house Plantroom | Beacon house Plantroom |  |  |  | Main Panel | 9
| YEAR 5 | Redwood House | Redwood House Plantroom S9 | IT Portacabin Lobby Above Main Entrance | IT Portacabin | 2023-07-11 |  | 2 | DB1 | 16 | 000653 | 100%
| YEAR 5 | Redwood House | [6 empty] | DB2 | 3
| YEAR 5 | Redwood House | Redwood house plantroom S8/S9 | New clinical prep entrance | New clinical prep Portacabin | 2026-09-21 |  | 1 | DB1
| NEW DB |  |  | New clinical prep Kitchen | New clinical prep Portacabin | 2026-09-21 |  | 1 | DB2
| YEAR 2 | Tower Block | 13 Floor LV Panel 20 & 21 | Tower Block Floor 10 - LV Switchroom 147 | Floor 10 RMO - LV Switchroom FB7 | 2023-07-16 |  | 2 | DB7 | 20 | 000659
| YEAR 2 | Tower Block |  | Tower Block 9th Floor Mezzaine (Old) Ambulance Room | Ambulance Room |  |  |  | DB7A | 6
| YEAR 5 | Orchard Centre | Chestnut house LV Switch Panel | Chestnut House Floor 1 Corridor | Chestnut House Floor 1 | 2023-07-18 |  | 1 | DB3 | 12 | 000588
| YEAR 5 | Orchard Centre | Chestnut house LV Switch Panel | Chestnut House Ground Floor Post Room Cupboard Room 127 | Chestnut house Ground Floor Post Room 112 Area | 2023-10-19 |  | 1 | DB1 | 11 | 626
| YEAR 5 |  |  | Chestnut House Ground Floor IT Office Room 104 | Chestnut house Ground Floor IT Office Room 104 | 2023-10-19 |  | 1 | DB1 B Crabtree | 5 | 628
| YEAR 5 | Boilerhouse | ECA Boilerhouse LV Switchroom | Estates Offices Comms Cupboard Near Entrance | Estates Offices | 2024-01-04 |  | 1 | DB1 Lighting & Power | 18 | 700 | 100%
| YEAR 2 | TOWER BLOCK | Court Yard | Electrical cupboard in kitchen | Ground floor | 2026-11-23 | 2021-11-23 | 9 | DB2/NE/SM | 5
| NEW DB | [7 empty] | DB2/NE/SM | 5
[9 empty] | DB2/NE/P | 18
[9 empty] | DB1/ESS/P | 18
[9 empty] | DB1/ESS/L | 7
[9 empty] | DB2/NE/L | 3 |  |  | 100%
[9 empty] | DB ESSENTIAL LIGHTS | 2
[9 empty] | DB NON-ESSENTIAL LIGHTS | 2
[9 empty] | DB ESSENTIAL POWER | 13
[9 empty] | DB NON ESSENTIAL POWER | 16 |  |  | 100%
| YEAR 2 | [7 empty] | DB2/NE/P | 18
| YEAR 2 | [7 empty] | DB1/ESS/P | 18
| YEAR 2 | [7 empty] | DB1/ESS/L | 7
| YEAR 2 | [7 empty] | DB2/NE/L | 3 |  |  | 100%
| YEAR 2 |  |  | First floor | First floor |  |  |  | DB ESSENTIAL LIGHTS | 2
| YEAR 2 | [7 empty] | DB NON-ESSENTIAL LIGHTS | 2
| YEAR 2 | [7 empty] | DB ESSENTIAL POWER | 13
| YEAR 2 | [7 empty] | DB NON ESSENTIAL POWER | 16 |  |  | 100%
| TOTAL | [8 empty] | 1637
YEAR 1 - 2019 - 2020
YEAR 2 - 2020 - 2021
YEAR 3- 2021 - 2022
YEAR 4 - 2022 - 2023
YEAR 5 - 2023 - 2024
| Total | [8 empty] | 1637
YEAR 1 - 2019 - 2020
YEAR 2 - 2020 - 2021
YEAR 3- 2021 - 2022
YEAR 4 - 2022 - 2023
YEAR 5 - 2023 - 2024
Note on L5: Weir Adrian: 000394
Note on L17: Weir Adrian: 0000000005
Note on L28: Weir Adrian: Originally part of 579393 until DB replaced Hewers
Note on O36: Account: HC/0295748 & HC0579602
Note on G38: Weir Adrian: 30/04/2019
Note on L38: Weir Adrian: 25565-3
Note on K83: Weir Adrian: 7
Note on K84: Weir Adrian: 3

## GRH YR3 ECA
Electrical Test Inspection Schedule April 2019 - GRH
| Year | Supply Source | Panel Ref | Panel / DB Location | Ward/Department | Fixed Installation Due Date | Last Fixed Installation Test | Number of Boards / Panels | Dis Board Reference | Number of Circuits | Conditionn Reports Certificate number | Minor Works Certificate Number | Compliance %
|  | Tower Block |  | Concourse riser | Amigo shop & Operational team office | 2024-11-15 | 2019-11-15 | 1 | Concourse riser DB | 4 | 806 | N/A | 100
| YEAR 1 | Mortuary | Mortuary Substation (New) LV Switchroom | Mortuary Substation (New) LV Switchroom | Mortuary Sub Station & LV Switchroom & Phase 4b Chiller Plant room | 2024-06-25 | 2019-06-25 | 8 | Mortuary Sub station (new) LV Panel | 11 | 57857 | N/A | 100
| YEAR 1 | Mortuary | Mortuary Old LV Panel | Mortuary Old LV Switchroom |  |  |  |  | Mortuary Old LV Panel | 16
| YEAR 1 | Mortuary | Mortuary Old LV Panel | Essential Users Carpark Pillar |  |  |  |  | Carpark Lighting Pillar | 6
| YEAR 1 | Mortuary | Mortuary Old LV Panel | Mortuary Old LV Switchroom |  |  |  |  | DB/E9 | 15
| YEAR 1 | Mortuary | Mortuary Substation (New) LV Switchroom | Phase 4b Chiller Plantroom |  |  |  |  | Medical Air Switchboard | 3
| YEAR 1 | Mortuary | Mortuary Old LV Panel | Mortuary Lift Motor Room |  |  |  |  | DB Mortuary Lift Motor Shaft | 4
| YEAR 1 | Mortuary | Mortuary Old LV Panel | Mortuary Lift Motor Room |  |  |  |  | Motor Lift Isolator | 1
| YEAR 1 | Mortuary |  | Phase 4b Chiller Plantroom |  |  |  |  | Pathology Chiller C | 4
| YEAR 1 | Mortuary |  | Phase 4b Chiller Plantroom |  |  |  |  | Phase 4b Chiller CP9 | 8
| YEAR 1 | Mortuary | Mortuary Old LV Panel | Phase 4b Chiller Plantroom |  |  |  |  | DB Medical Air Drier | 4
| YEAR 1 | ECB | ECB LV Swicthroom | DB Genertor Hall | HV generator hall equipment | 2024-04-23 | 2019-04-23 | 1 | DB Genertor Hall | 10 | 57908 | N/A | 100
| YEAR 3 | Boilerhouse | Panel 29 | Panel 29 | Main Dishwasher Area | 2026-12-17 | 2021-12-17 | 1 | DB/Dish Equipment | 9 | 24523437 | N/A | 100
| YEAR 3 |  |  |  | Catering & Kitchens | 2024-04-09 | 2019-04-09 | 13 | Panel 29 | 18 | 57393 | N/A | 100
| YEAR 3 |  |  |  | Catering Stores Area |  |  |  | DB2/Fridge | 2
| YEAR 3 |  |  |  | Catering Stores Area |  |  |  | DB3/Fridge | 2
| YEAR 3 |  |  |  | WSR IT Hub Room 141 |  |  |  | DB5/WSR IT Hub | 6
| YEAR 3 |  |  |  | Post Room |  |  |  | DBLR1/PostRoom | 6
| YEAR 3 |  |  |  | Pot Wash Kitchen Area |  |  |  | DBE1 Kitchen General | 6
| YEAR 3 |  |  |  | Pot Wash Kitchen Area |  |  |  | DBE2 Other Areas | 12
| YEAR 3 |  |  |  | Pot Wash Kitchen Area |  |  |  | DBG1/Kitchen Plant | 8
| YEAR 3 |  |  |  | Pot Wash Kitchen Area |  |  |  | DBG2/Kitchen Plant | 23
| YEAR 3 |  |  |  | Dining Room Office Room 6 |  |  |  | DB9/Dining | 50
| YEAR 3 |  |  |  | Main Dishwasher Area | 2026-10-05 | 2021-10-05 |  | DB/General Equipment | 7 | 24166810 | N/A | 100
| YEAR 3 |  |  |  | Non-residents/Porters Changing Room Plant Room | 2025-09-21 | 2020-09-21 |  | Non residential | 17 | 21835062 | N/A | 100
| YEAR 1 | Orchard Centre | OC LV Switchroom | OC LV Switchroom | Cotswold Dialysis | 2024-10-20 | 2019-10-20 | 4 | Main LV Sub DB | 13 | 57856 | 75% | 100
| YEAR 1 | Orchard Centre | OC LV Switchroom | Wotton Lodge Basement | Wotton Lodge | 2027-05-11 | 2019-04-23 | 6 | Main Panel | 4 | 57392 |  | 100
| YEAR 1 | Mortuary | X-Ray Basement Panel 26 | X-Ray Cupboard 005 MRI Control Room | X-Ray | 09/05/2019 Duplicated below |  | 3 | MCCB Board | 2 | NBS1209
| YEAR 3 | Boilerhouse | Busbar B1 & busbar S1 NEW MCCB PANELBOARD | ECA basement Cage Area | Gallery Wing Basement | 2019-06-30 |  | 1 | Busbar B1 & busbar S1 | N/A | 59185 | N/A | 100
| YEAR 3 |  |  | Gallery Wing - Ground Floor LV Switchroom | Gallery Wing - Ground Floor | 2024-06-30 | 2019-06-30 | 4 | DB/G1 | 31 | 59185 | N/A | 100
| YEAR 3 |  |  | Gallery Wing - Ground Floor LV Switchroom | Gallery Wing - Ground Floor |  |  |  | DB/GE1 | 31
| YEAR 3 |  |  | Gallery Wing - Ground Floor - Portacabin Physio | Physio Portacabin |  |  |  | DB/GE1/-1 | 5
| YEAR 3 |  |  | Gallery Wing - Ground Floor -Laundry Room, | Laundry Room |  |  |  | DB Laundrette | 9
| YEAR 3 |  |  | Gallery Wing Basement LV Switchroom | Basement | 2025-12-10 | 2020-12-10 | 1 | DB-B | 10 |  |  | 100
| YEAR 3 |  |  | Waste Lift Lmotor Room | Waste Lift |  |  | 1 | DB-Waste Lift | 10
| YEAR 3 |  |  | Main Corridor Room IT Hub 32 | Main Corridor Room IT Hub 32 |  |  | 2 | DB-IT-Hub 32 | 3
| YEAR 3 |  |  | Gallery Wing 1st Floor LV Cupboard |  | 2026-10-31 | 2021-10-31 |  | DB1 | 16 | 24261349
| YEAR 3 |  |  | Gallery Wing 1st Floor LV Cupboard |  | 2026-10-31 | 2021-10-31 |  | DBE1 | 22 | 24261391
| YEAR 3 |  |  | Gallery wing 2nd floor LV cupboard | Gallery wing 2nd floor | 2027-07-25 | 2022-07-25 | 4 | DB2/NE Lighting | 12
| YEAR 3 |  |  | Gallery wing 2nd floor LV cupboard | Gallery wing 2nd floor | 2027-07-25 | 2022-07-25 |  | DB2/NE Power | 38
| YEAR 3 |  |  | Gallery wing 2nd floor LV cupboard | Gallery wing 2nd floor | 2027-07-25 | 2022-07-25 |  | DB/2E Lighting | 20
| YEAR 3 |  |  | Gallery wing 2nd floor LV cupboard | Gallery wing 2nd floor | 2027-07-25 | 2022-07-25 |  | DB/2E Power | 38
|  | Orchard Centre | Chestnut house LV Switch Panel | Leadon House Main Foyer Cupboard | Leadon House | 2024-07-05 | 2019-07-05 | 3 | Main Panel | 4 | 59186 | N/A | 100
| YEAR 1 | Orchard Centre | Chestnut house LV Switch Panel | Leadon House Main Foyer Cupboard | Leadon House Ground Floor |  |  |  | DB1 | 38
| YEAR 1 | Orchard Centre | Chestnut house LV Switch Panel | Leadon House Floor 2 | Leadon House Floor 2 |  |  |  | DB2 | 37
| YEAR 3 | Boilerhouse | ECA Boilerhouse LV Switchroom | Estates Workshop | Estates Workshop | 2024-09-24 | 2019-09-24 | 3 | DB1 | 30 | 61719 | N/A | 100
| YEAR 3 |  |  | Estates Workshop | Estates Workshop |  |  |  | DB2 | 11
| YEAR 3 |  |  | Estates Workshop | Estates Workshop |  |  |  | DB3 | 10
| YEAR 3 |  |  | Hotwell plantroom | Hotwell plantroom |  |  | 1 | DB4 | 5
| YEAR 3 |  |  | Joinery (Carpentary) Workshop | Joinery (Carpentary) Workshop |  |  | 1 | DB Joinery | 6
| YEAR 3 | Boilerhouse | ECA Boilerhouse LV Switchroom | Support Services / Linen Distribution Plantroom | Support Services / Linen Distribution | 2411/2024 | 2019-09-24 | 4 | DBG1 | 22 | 000386 | N/A | 100
| YEAR 3 |  |  | Support Services / Linen Distribution Plantroom | Support Services / Linen Distribution |  |  |  | DBG1/A | 6
| YEAR 3 |  |  | Support Services / Linen Distribution Plantroom | Support Services / Linen Distribution |  |  |  | Heating Panel | 12
| YEAR 3 |  |  | Support Services / Linen Distribution Plantroom | Support Services / Linen Distribution |  |  |  | MP G | 1
| YEAR 1 | Mortuary | Mortuary (Old) LV Switchroom | Medical Health Records plantroom | Medical Health Records | 2024-11-06 | 2019-11-06 | 5 | DB1 | 10 | 61723 | N/A | 100
| YEAR 1 | Mortuary | New Thetare 11-14 LV Panel | Archive Store Room NT018 | Medical Engineering | 2024-12-01 | 2019-12-01 | 6 | DB/G/E/M1 | 8 | 61721 | N/A | 100
| YEAR 1 | Mortuary | Phase 4b LV Switchroom | Pharamcy LV Cupboard Room 022c | Pharmacy | 2025-02-11 | 2020-02-11 | 1 | DBE3/N3 | 33 | 21194458 |  | 100
| YEAR 1 | Tower Block | MV Room | Floor 1 Surgical HDU LV Switchroom | Floor 1 Surgical HDU, Staff and Admin Area | 2024-11-27 | 2019-11-27 | 2 | DB3 | 26 | 71226 |  | 100
| YEAR 1 | Mortuary | Phase 4b LV Switchroom | Mortuary Plantroom A | Mortuary | 2020-01-05 |  | 6 | AHU Control panel A | 5 | 000391 | 30%
| YEAR 1 | Mortuary | PHLS LV Switchroom Panel | PHLS Ground Floor LV Cupboard 144 | PHLS Microbiology | 2025-06-24 | 2020-06-24 | 9 | DB/LP1 | 32 | 67633 | N/A | 100
| YEAR 1 | Mortuary |  | PHLS Ground Floor LV Cupboard 144 |  |  |  |  | DB/LP2 | 3
| YEAR 1 | Mortuary |  | PHLS 1st Floor LV Cupboard Room 214 |  |  |  |  | DB2 | 40
| YEAR 1 | Mortuary |  | PHLS 1st Floor LV Cupboard Room 214 |  |  |  |  | DB3 | 16
| YEAR 1 | Mortuary |  | PHLS Plantroom |  |  |  |  | PHLS LV Switchgear panel | 8
| YEAR 1 | Mortuary |  | PHLS Plantroom |  |  |  |  | DB4 | 12
| YEAR 1 | Mortuary |  | PHLS Plantroom |  |  |  |  | DB5 | 3
| YEAR 1 | Mortuary |  | PHLS Plantroom |  |  |  |  | DB5A | 4
| YEAR 1 | Mortuary | Pathology Plantroom | Pathology Plantroom CP1 | Pathology Plantroom | 2020-01-20 |  | 5 | AHU1 | 2 | 000443 | Not tetsing
| YEAR 1 | Mortuary |  | Pathology Plantroom CP1 |  |  |  |  | AHU3 | 2
| YEAR 1 | Mortuary |  | Pathology Plantroom CP1 |  |  |  |  | AHU5 | 2
| YEAR 1 | Mortuary |  | Pathology Plantroom CP1 |  |  |  |  | AHU Heating Pump | 1
| YEAR 1 | Mortuary |  | Pathology Plantroom CP1 |  |  |  |  | AHU2 | 2
| YEAR 1 | Mortuary |  | Pathology Plantroom CP1 |  |  |  |  | AHU4 | 2
| YEAR 1 | Mortuary |  | Pathology Plantroom |  |  |  |  | DBE5 | 14 | 67662 |  |  | jamie.inch@nhs.net | Edward Jenner | alison.eades@nhs.net | helen.lovell-hewitt@nhs.net |  | tracy.clarke16@nhs.net
| YEAR 1 | Mortuary |  | Pathology Ground Floor LV Cupboard Room 218 |  |  |  |  | DBE1 | 25 |  |  |  | jo.stokes@nhs.net | ghn-tr.haematology cnsteam@nhs.net
| YEAR 1 | Mortuary |  | Pathology Ground Floor LV Cupboard Room 177 |  |  |  |  | DBE3 | 36 |  |  |  | ceinwen.davies@nhs.net
| YEAR 1 | Mortuary |  | Pathology Comms Room 202 |  |  |  |  | DBE6 | 2 |  |  |  | david.ah-moye@nhs.net
| YEAR 1 | Mortuary |  | Pathology Ground Floor LV Cupboard Room 218 |  |  |  |  | DB/NE1 | 18 |  |  |  | Blood transfusin | alison.eades@nhs.net | tracy.clarke16@nhs.net | coral.jones1@nhs.net | lesley.shipway@nhs.net |  | j.goody@nhs.net
| YEAR 1 | Mortuary |  | Pathology Ground Floor LV Cupboard Room 177 |  |  |  |  | DB/NE3 | 37 |  |  |  | cliff.stephens@nhs.net
| YEAR 1 | Mortuary | Pathology Plantroom | Cyro Store | Cyro Store | 2025-06-24 | 2020-06-24 | 2 | DB8A | 6 | 67661 | N/A | 100 | sally.dibden@nhs.net
| YEAR 1 | Mortuary | External Pathology Plantroom 212 | ?? |  |  |  |  | DBE8 | 7
| YEAR 1 | Supply Source | Panel Ref | Panel / DB Location | Ward/Department | Fixed Installation Due Date |  | Number of Boards / Panels | Dis Board Reference | Number of Circuits | Conditionn Reports Certificate number
Norwood job No. 68544 | Year | Mortuary | Mortuary LV Switch Panel | Consultant Essential User Car Park | Consultant Car Park | 2020-05-12 |  | 1 | BMS Pillar | 1 | 000438 | ?????
| YEAR 2 | Tower Block | MV Room | Theatre 1 Thackeray Panel | Theatre 1 | 2025-08-01 | 2020-08-01 | 14 | DB/TH1A | 8 | 68544 | N/A | 100
| YEAR 2 | Tower Block | [6 empty] | DB/TH1B | 5
| YEAR 2 | Tower Block |  | Theatre 2 Service Cupboard | Theatre 2 |  |  |  | DB/T | 14
| YEAR 2 | Tower Block |  | Theatre 3 Thackeray Panel | Theatre 3 |  |  |  | DB/TH3A | 5
| YEAR 2 | Tower Block | [6 empty] | DB/TH3B | 9
| YEAR 2 | Tower Block |  | Theatre 4 Thackeray Panel | Theatre 4 |  |  |  | DB/TH4 | 10
| YEAR 2 | Tower Block |  | Theatre 5 Thackeray Panel | Theatre 5 |  |  |  | DB/TH5A | 4
| YEAR 2 | Tower Block | [6 empty] | DB/TH5B | 6
| YEAR 2 | Tower Block |  | Theatre 6 Thackeray Panel | Theatre 6 |  |  |  | DB/TH6A | 3
| YEAR 2 | Tower Block | [6 empty] | DB/TH6B | 7
| YEAR 2 | Tower Block |  | Theatre 7 Thackeray Panel | Theatres 7 |  |  |  | DB/TH7A | 3
| YEAR 2 | Tower Block | [6 empty] | DB/TH7B | 8
Neptunes | YEAR 2 | Mortuary | Phase 4b LV Switchroom | DSU LV Cupboard Room 292 | DSU Theatres 8 - 10 | 2025-07-23 | 2020-07-23 | 1 | DBE7 | 35 | NBS1550 |  | 100
Norwood job No. 68545 | YEAR 2 | Tower Block | MV Room | Alcoves Plantroom 014 | CSSD | 2025-07-10 | 2020-07-10 | 10 | DB Autoclaves | 6 | 68545.1 |  | 100
| YEAR 2 | Tower Block |  | CSSD Dirty Wash Up | CSSD etc |  |  |  | DBC | 15
| YEAR 2 | Tower Block |  |  | CSSD etc |  |  |  | DBC1 | 6
| YEAR 2 | Tower Block |  | Basement Corridor and Basement CSSD Plantroom | CSSD etc |  |  |  | DBE1 | 6
| YEAR 2 | Tower Block |  |  | CSSD etc |  |  |  | DBE2 | 9
| YEAR 2 | Tower Block |  |  | Basement Corridor and Basement CSSD Plantroom |  |  |  | DBE3 | 6
| YEAR 2 | Tower Block |  |  | CSSD , Ultrasound, Ground floor lights etc |  |  |  | DBG1 | 21
| YEAR 2 | Tower Block |  |  | Ultrasound, Power ground Floor |  |  |  | DBG3 | 31
| YEAR 2 | Tower Block |  | CSSD Near Autoclaves | CSSD |  |  |  | DBG4 | 21
| YEAR 2 | Tower Block |  | CSSD Staff Room 004 | CSSD Area |  |  |  | DBE4 | 16
| YEAR 2 | Tower Block |  | Basement Corridor and Basement CSSD Plantroom | Panel 24 & 24C |  |  | 2 | Panel 24 & 24C | 10
| YEAR 2 | Tower Block |  | Ultrasound Rexception | Ultrasound |  |  | 3 | DB Ultrasound | 1
| YEAR 2 | Tower Block |  | Ultrasound Waiting area |  |  |  |  | NMDB | 4
| YEAR 2 | Tower Block |  | Ultrasound Office Room 093 |  |  |  |  | DB U5 | 4
| YEAR 2 | Tower Block |  | CSSD Basement Calorifier Olantroom | CSSD Plantroom |  |  |  | Heating CP CSSD | 3
Neptunes | YEAR 2 | Mortuary | Phase 4b LV Switchroom | DSU LV Cupboard Room 239a | Phase 4b & DSU area | 2025-09-09 | 2020-09-09 | 2 | DBE6 | 54 | NBS227 |  | 100
Norwood job No. 68545 |  | Mortuary | Phase 4b LV Switchroom | Phase 4b LV Switchroom |  | 2025-09-01 | 2020-09-01 | 5 | DBE1 | 12 | 68545.3 |  | 100
| YEAR 2 | Mortuary | Phase 4b LV Switchroom | DSU Top of Stairs Comms Room 306 (Theatre plantroom 2) |  |  | 2020-09-01 |  | DBE8 | 15 |  |  |  | Replaced by Hewer 27/02/21
| YEAR 2 | Mortuary | Phase 4b LV Switchroom | Phase 4b LV Switchroom |  |  | 2020-09-01 |  | DBN1 | 10
| YEAR 2 | Mortuary | Phase 4b LV Switchroom | DSU Theatre Plantroom 2 (302) |  |  | 2020-09-01 |  | DB Day Surgery Plant Room | 11
| YEAR 2 | Mortuary | Phase 4b LV Switchroom | DSU Lift Plant Room 303 |  |  | 2020-09-01 |  | Lift Shaft DB | 5
| YEAR 2 | Mortuary | Phase 4b LV Switchroom | Pump Plant Room 010 (Pete old plantroom) |  |  |  |  | Pump Control Panel | 14
| YEAR 2 | Mortuary | Basement LV Switchroom (034) Panel 26 | X-Ray Room 8 | X-Ray Room 8 | 2025-09-28 | 2020-09-28 | 19 | DB X-Ray 8 | 8 | 68545.2 |  | 100
| YEAR 2 | Mortuary |  | X-Ray Room 8 | X-Ray Room 8 |  |  |  | X-Ray 8 | 7
| YEAR 2 | Mortuary |  | X-Ray LV Cupboard 111 | X-Ray Area |  |  |  | DB27E/F1 | 16 |  |  | 100
| YEAR 2 | Mortuary | [6 empty] | DB27NE/F2 | 26
| YEAR 2 | Mortuary | [6 empty] | DBNE/F3 | 6
| YEAR 2 | Tower Block | [6 empty] | DB27/E1 | 23
|  | Mortuary |  | X-Ray LV Cupboard 112 | X-Ray Area |  |  |  | DB28E/F1 | 12
| YEAR 2 | Mortuary | [6 empty] | DB28NE/F2 | 21
| YEAR 2 | Mortuary | [6 empty] | DB28NE/F3 | 10
| YEAR 2 | Tower Block | [6 empty] | DB28/E1 | 28
|  | Mortuary |  | X-Ray CTA Prep room 010 | X-Ray CTA Prep room 010 |  |  |  | DB/CTA | 11
| YEAR 2 | Mortuary |  | General X-Ray Room 007 | General X-Ray Room 007 |  |  |  | X-Ray General B | 3
| YEAR 2 | Mortuary |  | X-Ray LV Cupboard Room 106 | Wait Area 4 |  |  |  | DB/Wait Area 4 | 2 |  |  |  | DB removed during refurb
| YEAR 2 | Mortuary | Panel 26A | Basement Panel LV Switchroom 034 | X-Ray |  |  |  | Panel 26A | 6
| YEAR 2 | Mortuary | Panel 26E/NE | [5 empty] | Panel 26E/NE | 11
| YEAR 2 | Tower Block | Panel 27A | X-Ray LV Cupboard Room 111 |  |  |  |  | Panel 27A | 0
| YEAR 2 | Mortuary | Panel 27E | [5 empty] | Panel 27E | 2
| YEAR 2 | Mortuary | Panel 27NE | [5 empty] | Panel 27NE | 1
| YEAR 2 | Tower Block | Panel 28A | X-Ray LV Cupboard Room 112 |  |  |  |  | Panel 28A | 5
| YEAR 2 | Mortuary | Panel 28E | [5 empty] | Panel 28E | 3
| YEAR 2 | Mortuary | Panel 28NE | [5 empty] | Panel 28NE | 1
| YEAR 2 | Mortuary | X-Ray Basement Panel 26 | X-Ray Cupboard 005 MRI Control Room | X-Ray MRI |  |  | 6 | MCCB Board | 4
Neptunes | YEAR 1 | Tower Block | Panel 28A | X-Ray Plantroom 105f CTD & CTE | X-Ray CTD & CTE Plantroom & CTC | 2024-04-04 | 2019-04-04 | 1 | DB CT1 | 33 | NBS1509 |  | 100
Norwood job No. 68545 |  | Mortuary | Phase 4b LV Switchroom | CID Cupboard 034 | Nuclear Medicine (Old CID) Lung Function, Bone Density, Clinical Neurophysiology and Nuclear Medicine | 2025-09-01 | 2020-09-01 | 3 | CID DeDicated | 3 | 000433 60% |  | 100
| YEAR 2 | Mortuary | [6 empty] | DBE2 | 48
| YEAR 2 | Mortuary | [6 empty] | DBN2 | 13
| YEAR 3 | Boilerhouse | ECA Boilerhouse LV Switchroom | Multi Storey car park Pillar - Indigo | Multi Storey car park | 2025-09-01 | 2020-09-01 | 1 | Multi Storey car park Pillar | 1 | 68545.3 |  | 100
Didn’t test on above job No. | YEAR 2 | Orchard Centre | Chestnut house LV Switch Panel | Gravel Car Park (Beacon hse) - Indigo | Gravel Car Park (Beacon hse) | 2027-09-26 |  | 1 | Gravel Car Park (Beacon hse) Barrier | 1 | 000434 | ????
Norwood Job No. 68546 | YEAR 2 | Tower Block | MV Room | Ward 7a LV Cupboard | Floor 7 Ward 7a | 2020-10-15 |  | 2 | DB13/North/E | 26 | 000490
| YEAR 2 | Tower Block | [6 empty] | DB/13/North/NE | 23
| YEAR 2 | Tower Block | MV Room |  | Island Plant room | 2024-11-08 | 2019-11-08 | 1 | NP/DB | 4 | 000461 |  | 100
| YEAR 2 | Tower Block | [6 empty] | DB/17/North/E | 25
Norwood job No. 68548 | YEAR 2 | Tower Block | MV Room | Ward 7b LV Cupboard | Floor 7 Ward 7b | 2027-12-08 |  | 3 | DB/14/South/E | 25 | 000491
| YEAR 2 | Tower Block | [6 empty] | DB/14/South/NE | 29
| YEAR 2 | Tower Block |  | Ward 7B Water Treatment Plant Room |  |  |  |  | WT Plant DB | 2
| YEAR 2 | Tower Block | MV Room | Ward 6a LV Cupboard | Floor 6 Ward 6a | 2027-12-08 |  | 2 | DB11/North/E | 29 | 000498
| YEAR 2 | Tower Block | [6 empty] | DB11/North/NE | 23
Norwood job No. 68550 | YEAR 2 | Mortuary | Mortuary Substation (New) LV Switchroom | New theatres 11-14 & Plant Room 3 Comms Room | New theatres 11-14 & Plant Room | 2025-11-28 | 2020-11-28 | 12 | Data Room DB | 3 | 68850 | N/A | Satisfactory
| YEAR 2 | Mortuary |  | New Theatre 11-14 Sterile Store Room |  |  |  |  | DB/1/E/L1 | 27
| YEAR 2 | Mortuary |  | New Theatre 11-14 Sterile Store Room |  |  |  |  | DB/1/E/P1 | 23
| YEAR 2 | Mortuary |  | New Theatre 11-14 Sterile Store Room |  |  |  |  | DB Thetares Operations Lights | 4
| YEAR 2 | Mortuary |  | New theatres 11-14 & Plant Room 3 |  |  |  |  | DB/2/E/EL1 | 6
| YEAR 2 | Mortuary |  | New theatres 11-14 & Plant Room 3 |  |  |  |  | DB/2/E/LP1 | 9
| YEAR 2 | Mortuary |  | New theatres 11-14 & Plant Room 3 |  |  |  |  | DB/2/E/M2 | 14
| YEAR 2 | Mortuary |  | New theatres 11-14 & Plant Room 3 |  |  |  |  | Ground Floor / Plant | 19
| YEAR 2 | Mortuary |  | New theatres 11-14 & Plant Room 3 |  |  |  |  | IPS Theatre 12 | 9
| YEAR 2 | Mortuary |  | New theatres 11-14 & Plant Room 3 |  |  |  |  | IPS Theatre 13 | 9
| YEAR 2 | Mortuary |  | New theatres 11-14 & Plant Room 3 |  |  |  |  | IPS Theatre 11 | 9
| YEAR 2 | Mortuary |  | New theatres 11-14 & Plant Room 3 |  |  |  |  | IPS Theatre 14 | 9
| YEAR 2 | Mortuary |  | New theatres 11-14 & Plant Room 3 |  |  |  |  | New Theatre Switchboard Panel B | 11
| YEAR 2 | Mortuary |  | New theatres 11-14 & Plant Room 3 |  |  |  |  | New Theatre Switchboard Panel A | 9
| YEAR 2 | Mortuary |  | New theatres 11-14 & Plant Room 3 |  |  |  |  | Mech Panel CP1 | 5 | Not required
| YEAR 2 | Mortuary |  | New theatres 11-14 & Plant Room 3 | Theatre 11 |  |  |  | Theatre 11 AHU | 4 | Not required
| YEAR 2 | Mortuary |  | New theatres 11-14 & Plant Room 3 | Theatre 12 |  |  |  | Theatre 12 AHU | 4 | Not required
| YEAR 2 | Mortuary |  | New theatres 11-14 & Plant Room 3 | Theatre 13 |  |  |  | Theatre 13 AHU | 4 | Not required
| YEAR 2 | Mortuary |  | New theatres 11-14 & Plant Room 3 | Theatre 14 |  |  |  | Theatre 14 AHU | 4 | Not required
Norwood job No. 68551 | YEAR 2 | Tower Block | MV Room | Ward 9b LV Cupboard | Floor 9 ward 9b | 2027-03-02 |  | 2 | DB/18/South/NE | 19 | 000462
|  | Tower Block | MV Room | Ward 8a LV Cupboard | Floor 8 Ward 8a | 2027-03-08 |  | 2 | DB/15/North/E | 29 | 000488
Norwood job no. 68552 |  | Tower Block | MV Room | Floor 9 Ward 9b Cleaner Store | Floor 7 / 8 & 9 | 2027-03-08 |  | 3 | DB Floor 7/8/9 | 22 | 000489
| YEAR 2 | Tower Block |  | Ward 8b LV Cupboard | Floor 8 Ward 8b |  |  |  | DB/16/South/E | 28
| YEAR 2 | Tower Block | [6 empty] | DB/16/South/NE | 17
| YEAR 2 | Supply Source | Panel Ref | Panel / DB Location | Ward/Department | Fixed Installation Due Date |  | Number of Boards / Panels | Dis Board Reference | Number of Circuits | Conditionn Reports Certificate number
| Year | Tower Block | MV Room | Ward 6b LV Cupboard | Floor 6 Ward 6b | 2027-12-08 |  | 2 | DB/12/South/E | 29 | 56589
| YEAR 3 | Tower Block | [6 empty] | DB/12/South/NE | 16
| YEAR 3 | Tower Block | MV Room | Ward 5a LV Cupboard | Floor 5 Ward 5a | 2027-03-01 | 2022-03-02 | 2 | DB9/North/E | 27 | 86539 |  | Unsatisfactory
| YEAR 3 | Tower Block | [6 empty] | DB9/North/NE | 23
| YEAR 3 | Tower Block | MV Room | Ward 5b LV Cupboard | Floor 5 Ward 5b | 2027-03-01 |  | 3 | DB10/South/E | 29 | 86539
| YEAR 3 | Tower Block | [6 empty] | Db10/South/NE | 25
| YEAR 3 | Tower Block |  | Ward 5b Clinic Quiet Room |  |  |  |  | DB4 Liftlobby | 23
| YEAR 3 | Tower Block | MV Room | Ward 4a LV Cupboard | Floor 4 Ward 4a | 23/011/2027 |  | 2 | DB7/North/E | 30 | 93345
| YEAR 3 | Tower Block | [6 empty] | DB7/North/NE | 24
| YEAR 3 | Tower Block | MV Room | Ward 4b LV Cupboard | Floor 4 Ward 4b | 2027-11-23 |  | 2 | DB8/South/E | 27 | 93345
| YEAR 3 | Tower Block | [6 empty] | DB8/South/NE | 18
| YEAR 3 | Tower Block | MV Room | Ward 3a LV Cupboard | Floor 3 Ward 3a | 2027-03-02 |  | 2 | DB5/North/E | 29 | 86539
| YEAR 3 | Tower Block |  |  |  |  | 2022-03-02 |  | DB5/North/NE | 20
| YEAR 3 | Tower Block | MV Room | Ward 3b LV Cupboard | Floor 3 Ward 3b | 2027-03-02 |  | 2 | DB6/South/E | 29 | 86539
| YEAR 3 | Tower Block | [6 empty] | DB6/South/NE | 22
| YEAR 3 | Tower Block | MV Room | Ward 2a LV Cupboard | Floor 2 Ward 2a | 2027-03-02 |  | 2 | DB3/North/E | 29 | 86539
| YEAR 3 | Tower Block | [6 empty] | DB3/North/NE | 25
| YEAR 3 | Tower Block | MV Room | Ward 2b LV Cupboard | Floor 2 Ward 2b | 2027-03-02 |  | 2 | DBF1 | 28 | 86539
| YEAR 3 | Tower Block | [6 empty] | DBF2 | 34
| YEAR 3 | Tower Block | MV Room | Ward 2b Entrance Cupboard | Floor 2 Ward 2b | 2027-03-02 |  | 1 | DBF4 Lift Core | 23
| YEAR 3 | Tower Block | MV Room | DCC LV Switchroom | Floor 1 DCC Ward 1a DCC | 2027-03-02 |  | 3 | DB1 | 11 | 86539
| YEAR 3 | Tower Block | [6 empty] | DB2 | 39
| YEAR 3 | Tower Block | [6 empty] | DBCL | 22
| YEAR 3 | Tower Block | MV Room | Floor 1 Surgical HDU LV Switchroom | Floor 1 Surgical HDU, Staff and Admin Area | 2027-03-02 |  | 2 | DB3 | 26 | 86539
| YEAR 3 | Tower Block | [6 empty] | DB4 | 20
| YEAR 3 | Tower Block | MV Room | Piped Piper | General Areas Ground Floor - Piped Piper | 2027-11-27 |  | 1 | PPDB | 5 | 93349
| YEAR 3 | Tower Block | MV Room | Mental Health Liason Team (MHLT) | General Areas Ground Floor - MHLT | 2027-11-24 |  | 2 | DB/AC | 6 | 93349
| YEAR 3 | Tower Block | [6 empty] | DB/HD1 | 14
| YEAR 3 | Tower Block |  | Switchboard | Switchboard | 2027-11-27 | 2020-11-11 | 1 | SB Managers Office DB | 3 | 93349 |  | 100
| YEAR 3 | Tower Block | MV Room | Chapel Office | General Areas Ground Floor - Chapel | 2027-11-27 | 2019-12-15 | 1 | DB1 | 11 | 93349 | N/A | 100
| YEAR 3 | Tower Block | MV Room | Shop Office | General Areas Ground Floor - Amigo Shop | 2027-01-13 | 2022-01-13 | 1 | DB1 | 38 | 000538
| YEAR 3 | Tower Block | MV Room | Ground Floor - MV Room | General Areas - Basement and Ground Floor | 2021-05-20 |  | 4 | DBG1 | 18 | 000539
| YEAR 3 | Tower Block | [6 empty] | DBG2 | 15
| YEAR 3 | Tower Block | [6 empty] | DBG2A | 5
| YEAR 3 | Tower Block | [6 empty] | DBE | 29
| YEAR 3 | Boilerhose ECA | Panel 23 | Old Chiller Plant Room | General Areas Basement - Old Chiller Plant Room | 2027-12-08 | 2022-12-08 | 3 | FB23 | 12 | 93349
| YEAR 3 | Boilerhose ECA | [6 empty] | DB Local | 20
| YEAR 3 | Boilerhose ECA | [6 empty] | VEP/DB2 | 14
| YEAR 3 | Mortuary | Pathology Plantroom | Pathology - 1st Floor LV Cupboard Room 224 | Pathology - 1st Floor Bacteriology | 2027-12-21 |  | 2 | DBE2 | 17 | 93525
| YEAR 3 | Mortuary | [6 empty] | DBNE2 | 19
| YEAR 3 | Mortuary | Pathology Plantroom | Pathology - 1st Floor LV Cupboard Room 229 | Pathology - 1st Floor Bacteriology |  |  | 1 | DBE4 | 32
| YEAR 3 | [6 empty] | 1 | DBNE4 | 42
| YEAR 3 | Boilerhouse ECA | Womens Centre | Ground Floor WSR LV Cupboard Room ADM0056 | Ground Floor - Admin Department | 2027-12-21 |  | 5 | DBG3L | 18 | 93532
| YEAR 3 | Boilerhouse ECA | [6 empty] | DBG3P | 27
| YEAR 3 | Boilerhouse ECA | [6 empty] | DBG4L | 31
| YEAR 3 | Boilerhouse ECA | [6 empty] | DBG4P | 22
| YEAR 3 | Boilerhouse ECA | [6 empty] | MCCDB03 | 3
| YEAR 3 | Orchard Centre | Severn Dialysis | Severn Dialysis Kitchen | Severn Dialysis | 2027-12-20 |  | 5 | DB1 | 49 | 93539 | 100%
| YEAR 3 | Orchard Centre |  | Severn Dialysis LV Cupboard |  |  |  |  | DB MD1 | 8
| YEAR 3 | Orchard Centre |  | Severn Dialysis Room RD001-08 |  |  |  |  | DB2 | 21
| YEAR 3 | Orchard Centre |  | Severn Dialysis LV Cupboard |  |  |  |  | DB3 | 18
| YEAR 3 | Orchard Centre |  | Water Treatment Room |  |  |  |  | DB4 | 5
| YEAR 3 | Orchard Centre | Chestnut house LV Switch Panel |  | Hope House | 2022-01-01 |  | PCT Complete |  | PCT Complete | PCT Complete
| YEAR 3 | Boilerhouse ECA | Womens Centre | Ground Floor - Gynae O/P & Ante Natal | Ground Floor - Gynae O/P & Ante Natal | 2027-12-21 |  | 5 | DBGL1 | 30 | 93532 | 100%
| YEAR 3 | Boilerhouse ECA | [6 empty] | DBG1P | 32
| YEAR 3 | Boilerhouse ECA | [6 empty] | DBG2L | 22
| YEAR 3 | Boilerhouse ECA | [6 empty] | DBG2P | 34
| YEAR 3 | Boilerhouse ECA | [6 empty] | MCC04 | 2
| YEAR 3 | Boilerhouse ECA | Womens Centre | WSR 1st Floor Obs LV Switchroom 1104 | 1st Floor Delivery Suite & Obstetric Theatres | 2027-12-16 |  | 4 | DB13L | 26 | 000556
| YEAR 3 | Boilerhouse ECA | [6 empty] | DB13P | 26
| YEAR 3 | Boilerhouse ECA | [6 empty] | DB14L | 20
| YEAR 3 | Boilerhouse ECA | [6 empty] | DB14P | 36
| YEAR 3 | Boilerhouse ECA | Womens Centre | WSR 1st Floor Neonatal LV Switchroom 1022 | 1st floor Neo Natal | 2027-12-16 |  | 5 | DB11L | 26 | 93535
| YEAR 3 | Boilerhouse ECA | [6 empty] | DB12L | 11
| YEAR 3 | Boilerhouse ECA |  |  |  |  | 2022-12-16 |  | DB12P | 32
| YEAR 3 | Boilerhouse ECA | [6 empty] | DBG11P | 41
| YEAR 3 | Boilerhouse ECA |  | WSR 1st floor NeonataL it/ Hub Room 1030 |  |  |  |  | IT/Hub DB | 3
| YEAR 3 | Boilerhouse ECA | Womens Centre | WSR 2nd Floor Maternity & Birth Unit LV Switchroom | WSR 2nd Floor Maternity & Birth Unit | 2028-01-25 |  | 7 | DB21L | 32 | 93540.1
| YEAR 3 | Boilerhouse ECA | [6 empty] | DB22L | 41
| YEAR 3 | Boilerhouse ECA | [6 empty] | DB22P | 51
| YEAR 3 | Boilerhouse ECA |  |  |  |  | 2023-01-25 |  | DB23L and P | 19
| YEAR 3 | Boilerhouse ECA | [6 empty] | DBG21P | 45
| YEAR 3 | Boilerhouse ECA | [6 empty] | MCCBD02 | 8
| YEAR 3 | Boilerhouse ECA | [6 empty] | MCCDB1 | 13
| YEAR 5 | Tower Block | MV Room | Theatre Plant rooms (1) 1 - 7 | Theatre Plant rooms (1) 1 - 7 | 2022-03-24 |  | 6 | DB4B | 33 | 000566 | 90%
| YEAR 3 | Tower Block | [6 empty] | DBE1 | 34
| YEAR 3 | Tower Block | [6 empty] | DBE2 | 29
| YEAR 3 | Tower Block | [6 empty] | DB LMR | 5
| YEAR 3 | Tower Block | [6 empty] | Fuseboard P Plant | 10
| YEAR 3 | Tower Block | MV Room | Theatre Plant rooms (1) 1 - 7 | Theatre Plant rooms (1) 1 - 7 | 2026-04-22 | 2021-05-06 | 1 | FB5 Theatre Battery | 15 | NBS283 |  | 100
| YEAR 3 | Supply Source | Panel Ref | Panel / DB Location | Ward/Department | Fixed Installation Due Date |  | Number of Boards / Panels | Dis Board Reference | Number of Circuits | Conditionn Reports Certificate number
| Year | Orchard Centre | OC LV Switchroom | Little Oaks Nursery Cupbaord Room 011 | Little Oaks Nursery (Creche) | 2028-10-27 |  | 2 | DB1 | 23 | 000585 | 100%
| YEAR 4 | Orchard Centre | [6 empty] | DB2 Heaters | 6
| YEAR 4 | ECB | ECB LV Switchroom | ECB Ground Floor LV Switcroom | ECB | 2028-04-21 | 2023-04-21 | 7 | DBG1 | 28 | 97037
| YEAR 4 | ECB | [6 empty] | DBG2 | 6
| YEAR 4 | ECB | [6 empty] | DBG3 | 5
| YEAR 4 | ECB |  | ECB 1st Floor |  |  |  |  | DBF1 | 19
| YEAR 4 | ECB |  | External ECB VIE Compound |  |  |  |  | DB VIE | 3
| YEAR 4 | ECB |  | ECB HV Generator Hall |  | 2024-04-23 | 2019-04-23 |  | Gen Hall DB | 10 | 57908
| YEAR 4 | ECB |  | External PFI Workshop |  |  |  |  | DB FM Pillar | 5
| YEAR 3 | Boilerhouse ECA | ECA Boilerhouse LV Switchroom | External Wall Chemical Store | ECA | 2026-03-22 | 2021-03-22 | 1 | Chemical Store DB | 6 | ICN18C 22999367 |  | 100
| YEAR 3 | Boilerhouse ECA |  | Waste Yard Outside Rear Of Chemical Store | ECA | 2028-04-28 | 2023-04-04 | 12 | Compactor DB | 7 | NBS1715
| YEAR 3 | Boilerhouse ECA |  | Waste Yard Outside Rear Of Medical Gas Cylinder Store | Waste Yard Medical Gas Cylinder Store | 2028-04-26 | 2023-04-26 |  | Medical GasCylinder Store DB | 2 | 97038
| YEAR 3 | Boilerhouse ECA |  | Medi Gas Compond | Medi Gas Compond |  |  |  | DB VIE | 4
| YEAR 3 | Boilerhouse ECA |  | Waste Yard Warehouse | ECA |  |  |  | DB10 | 12
| YEAR 3 | Boilerhouse ECA |  | Waste Yard Lift Motor Room | Waste Yard Lift |  |  |  | DBA | 11
| YEAR 3 | Boilerhouse ECA |  | ECA 1st Floor | ECA |  |  |  | DB1A | 24
| YEAR 3 | Boilerhouse ECA |  | Gardeners Hut | Gardeners Hut |  |  |  | Gardeners Hut DB | 3
| YEAR 3 | Boilerhouse ECA |  | ECA Boiler Area Basement Floor | ECA Boiler Area Basement Floor | 2026-04-19 | 2021-04-19 |  | DB Incinerator | 13 | NBS249 |  | 100
| YEAR 3 | Boilerhouse ECA |  | ECA Boiler Area Basement Floor | ECA Boiler Area Basement Floor | 2026-04-26 | 2021-04-26 |  | DB B | 5 | NBS248 |  | 100
| YEAR 3 | Boilerhouse ECA |  | Waste Yard Nitrous Oxide Store | Waste Yard Nitrous Oxide Store | 2028-04-28 | 2023-04-28 |  | DB VIE CCT1 | 2 | 97038
| YEAR 3 | Boilerhouse ECA |  | Waste Yard Warehouse | ECA |  |  |  | Waste Yard DB | 9
| YEAR 3 | Boilerhouse ECA |  | Waste Yard Warehouse | Boiler No. 4 Supply |  |  |  | Switch Fuse Panel A | 1
| YEAR 3 | Boilerhouse ECA |  | Waste Yard Warehouse | Boiler No. 3 Supply |  |  |  | Switch Fuse Panel B | 1
| YEAR 3 | Boilerhouse ECA |  | Waste Yard Warehouse | Boiler No. 2 Supply |  |  |  | Switch Fuse Panel C | 1
| YEAR 3 | Boilerhouse ECA |  | Gallery Basement (LV room 059) | ECA Basement Floor Area | 2026-01-13 | 2021-01-13 | 1 | DBB | 10 | NBS234 |  | 100
| YEAR 4 | Tower Block | MV Room | Prayer Room 1 Electrical Riser | Prayer Rooms | 2028-05-03 | 2023-05-03 | 2 | DB1 | 6 | 97040
| YEAR 4 | Tower Block |  | Anaesthesia Department LV Cupboard | General Areas Ground Floor - Anaesthetic Area |  |  |  | FB2 | 38
| YEAR 4 | Tower Block | Floor 11 panel 22A, 22B, 22C & 22D | Tower Block Lift Motor Room Floor 11 | Floor 11 - Lift Motor General Area | 2028-05-03 | 2023-05-03 | 1 | DB22E | 12 | 97040 |  | 100
| YEAR 4 | Tower Block | Floor 10 LV Panel 20 & 21 | Tower Block Floor 10 LV Switchroom 1141 | Floor 10 LV Cupboard FB8 (RMO) |  |  | 1 | FB8 | 22
| YEAR 4 | Tower Block | Floor 10 LV Panel 20 & 21 | Tower Block Floor 10 LV Switchroom 1141 | Floor 10 LV Cupboard FB8B - General Area |  |  | 1 | FB8B | 3
| YEAR 4 | Tower Block | Floor 12 LV Panel 20 & 21 | Floor 10 DB8B room 1107 (RMO Consumer unit No.13 | Floor 10 DB8B General Area |  |  | 1 | DB8A | 7
| YEAR 4 | Tower Block | MV Room | Floor 2 Ward 2a Spinal Injuries Unit | Floor 2 Ward 2a Spinal Injuries Unit | 2022-12-19 |  | 1 | DB1 | 15 | 000437
| YEAR 4 | Orchard Centre | Chestnut house LV Switch Panel | Chestnut House Ground Floor Corridor | Chestnut house Ground Floor Corridor | 2023-03-29 |  | 1 | DBL1 | 20 | 000555
| YEAR 4 | Supply Source | Panel Ref | Panel / DB Location | Ward/Department | Fixed Installation Due Date |  | Number of Boards / Panels | Dis Board Reference | Number of Circuits | Conditionn Reports Certificate number
| Year | Orchard Centre | Orchard Centre Basement | Orchard Centre DSU Room 031 | Day surgery (Old Delivery Suite) | 2023-08-08 |  | 2 | DB Non-Essential | 21 | 0000669
| YEAR 5 | Orchard Centre | [6 empty] | DB-Essential | 35
| YEAR 5 | Orchard Centre |  | Orchard centre Lift Motor Plantroom | 1st Floor lift Motor |  |  | 1 | DBF29A | 6
| YEAR 5 | Orchard Centre |  | External Orchard Centre Medical Gas Compressor Plantroom | External Orchard Centre Medical Gas Compressor Plantroom |  |  | 1 | Plantroom DB | 10
| YEAR 5 | Orchard Centre |  | Orchard Centre Floor 1 Diabetic Eye Screening | Diabetic Eye Screening (Lambourne Ward) |  |  | 2 | DB1 | 24 | 000666 | 100%
| YEAR 5 | Orchard Centre |  | Orchard Centre Floor 1 Diabetic Eye Screening Kitchen |  |  |  |  | DB2 | 13
| YEAR 5 | Orchard Centre |  | Orchard Centre Ground Floor Pre-Assessment Room 142 | Pre-Assessment (Blaisdon ward) |  |  | 2 | DB BW | 31 | 000667 | 100%
| YEAR 5 | Orchard Centre |  | Orchard Centre Ground Floor Pre-Assessment Room (7) 114 |  |  |  |  | DB BW2 | 13
| YEAR 5 | Orchard Centre |  | Orchard centre Ophthalmology LV Swicthroom 423 | Ophthalmology (Ante Natal Unit)0 | 2023-08-24 |  | 3 | DB P | 12 | 000668 | 100%
| YEAR 5 | Orchard Centre | [6 empty] | DB P2 | 10
| YEAR 5 | Orchard Centre | [6 empty] | DB L | 25
| YEAR 5 | Orchard Centre |  | Orcahrd centre Continence Dept Comms Room 538 | Continence Dept (Old SCBU) | 2023-07-11 |  | 3 | DB1 | 36 | 000654 | 100%
| YEAR 5 | Orchard Centre | [6 empty] | DB2 | 3
| YEAR 5 | Orchard Centre |  | Orcahrd centre Continence Dept Comms Room 536 | Comms Room 536 |  |  |  | Comms DB | 3
| YEAR 5 | ECB | ECB LV Switcroom | Beacon House Ground Floor LV Cupboard | Beacon House Ground Floor | 11-Jul;-23 |  | 5 | DB1 | 26 | 0006565
| YEAR 5 | ECB |  | Beacon House Ground Floor LV Cupboard | Beacon House Ground Floor |  |  |  | DB1A | 26 |  | 100%
| YEAR 5 | ECB |  | Beacon House Floor 2 LV Cupboard | Beacon House Floor 1 |  |  |  | DB2 | 34
| YEAR 5 | ECB |  | Beacon House Floor 3 LV Cupboard | Beacon House Floor 2 |  |  |  | DB3 | 35
| YEAR 5 | ECB |  | Beacon house Plantroom | Beacon house Plantroom |  |  |  | Main Panel | 9
| YEAR 5 | Tower Block | MV room | IT Centre Main Server Room | IT Centre main Building | 2023-07-11 |  | 20 | DB2 | 12 | 0006555
| YEAR 5 | Tower Block | [6 empty] | DB3 | 7
| YEAR 5 | Tower Block | [6 empty] | DB5 | 6
| YEAR 5 | Tower Block | [6 empty] | DB6 | 4
| YEAR 5 | Tower Block | [6 empty] | DB7 | 6
| YEAR 5 | Tower Block | [6 empty] | DB8 | 6
| YEAR 5 | Tower Block | [6 empty] | DB9 | 4
| YEAR 5 | Tower Block | [6 empty] | DB10 | 6
| YEAR 5 | Tower Block | [6 empty] | DB11 | 6
| YEAR 5 | Tower Block | [6 empty] | DB12 | 6
| YEAR 5 | Tower Block | [6 empty] | DB13 | 6
| YEAR 5 | Tower Block | [6 empty] | DB14 | 6
| YEAR 5 | Tower Block | [6 empty] | DB15 | 6
| YEAR 5 | Tower Block | [6 empty] | DB16 | 6
| YEAR 5 | Tower Block | [6 empty] | DB17 | 18
| YEAR 5 | Tower Block | [6 empty] | DB18 | 18
| YEAR 5 | Tower Block | [6 empty] | DB19 | 12
| YEAR 5 | Tower Block | [6 empty] | DB20 | 10
| YEAR 5 | Tower Block | [6 empty] | DB21 | 1
| YEAR 5 | Tower Block |  | IT Centre Extrension Cupboard | IT Centre Extrension Offices |  |  |  | Extension FB4 | 6
| NEW DB | Tower Block | 13 Floor LV Panel 20 & 21 | Tower Block Floor 10 - LV Switchroom 147 | Floor 10 RMO - LV Switchroom FB7 | 2023-07-16 |  | 2 | DB7 | 20 | 000659
| YEAR 5 | Tower Block |  | Tower Block 9th Floor Mezzaine (Old) Ambulance Room | Ambulance Room |  |  |  | DB7A | 6
| YEAR 5 | Orchard Centre | Chestnut house LV Switch Panel | Chestnut House Floor 1 Corridor | Chestnut House Floor 1 | 2023-07-18 |  | 1 | DB3 | 12 | 000588
| YEAR 5 | Orchard Centre | Chestnut house LV Switch Panel | Chestnut House Ground Floor Post Room Cupboard Room 127 | Chestnut house Ground Floor Post Room 112 Area | 2023-10-19 |  | 1 | DB1 | 11 | 626
| YEAR 3 | Boilerhouse | ECA Boilerhouse LV Switchroom | Estates Offices Comms Cupboard Near Entrance | Estates Offices | 2024-01-04 |  | 1 | DB1 Lighting & Power | 18 | 700 | 100%
| YEAR 5 | TOWER BLOCK | COURT YARD PFI | Court yard cuboard in kitchen | Ground Floor | 2026-11-23 | 2021-11-23 | 6 | DB1/ESS/SM | 3
| YEAR 3 | Boilerhouse ECA | ECA Boilerhouse LV Switchroom | IT Centre Main Server Room | IT Centre main Building | 2023-07-11 |  | 20 | DB2 | 12 | 0006555
| YEAR 3 | Boilerhouse ECA | [6 empty] | DB3 | 7
| YEAR 3 | Boilerhouse ECA | [6 empty] | DB5 | 6
| YEAR 3 | Boilerhouse ECA | [6 empty] | DB6 | 4
| YEAR 3 | Boilerhouse ECA | [6 empty] | DB7 | 6
| YEAR 3 | Boilerhouse ECA | [6 empty] | DB8 | 6
| YEAR 3 | Boilerhouse ECA | [6 empty] | DB9 | 4
| YEAR 3 | Boilerhouse ECA | [6 empty] | DB10 | 6
| YEAR 3 | Boilerhouse ECA | [6 empty] | DB11 | 6
| YEAR 3 | Boilerhouse ECA | [6 empty] | DB12 | 6
| YEAR 3 | Boilerhouse ECA | [6 empty] | DB13 | 6
| YEAR 3 | Boilerhouse ECA | [6 empty] | DB14 | 6
| YEAR 3 | Boilerhouse ECA | [6 empty] | DB15 | 6
| YEAR 3 | Boilerhouse ECA | [6 empty] | DB16 | 6
| YEAR 3 | Boilerhouse ECA | [6 empty] | DB17 | 18
| YEAR 3 | Boilerhouse ECA | [6 empty] | DB18 | 18
| YEAR 3 | Boilerhouse ECA | [6 empty] | DB19 | 12
| YEAR 3 | Boilerhouse ECA | [6 empty] | DB20 | 10
| YEAR 3 | Boilerhouse ECA | [6 empty] | DB21 | 1
| YEAR 3 | Boilerhouse ECA |  | IT Centre Extrension Cupboard | IT Centre Extrension Offices |  |  |  | Extension FB4 | 6
| Total | [8 empty] | 1535
YEAR 1 - 2019 - 2020
YEAR 2 - 2020 - 2021
YEAR 3- 2021 - 2022
YEAR 4 - 2022 - 2023
YEAR 5 - 2023 - 2024
Note on L5: Weir Adrian: 000394
Note on L17: Weir Adrian: 0000000005
Note on L28: Weir Adrian: Originally part of 579393 until DB replaced Hewers

## GRH YR4 ORCHARD
Electrical Test Inspection Schedule April 2019 - GRH
| Year | Supply Source | Panel Ref | Panel / DB Location | Ward/Department | Fixed Installation Due Date | Last Fixed Installation Test | Number of Boards / Panels | Dis Board Reference | Number of Circuits | Conditionn Reports Certificate number | Minor Works Certificate Number | Compliance %
|  | Tower Block |  | Concourse riser | Amigo shop & Operational team office | 2024-11-15 | 2019-11-15 | 1 | Concourse riser DB | 4 | 806 | N/A | 100
| YEAR 1 | Mortuary | Mortuary Substation (New) LV Switchroom | Mortuary Substation (New) LV Switchroom | Mortuary Sub Station & LV Switchroom & Phase 4b Chiller Plant room | 2024-06-25 | 2019-06-25 | 8 | Mortuary Sub station (new) LV Panel | 11 | 57857 | N/A | 100
| YEAR 1 | Mortuary | Mortuary Old LV Panel | Mortuary Old LV Switchroom |  |  |  |  | Mortuary Old LV Panel | 16
| YEAR 1 | Mortuary | Mortuary Old LV Panel | Essential Users Carpark Pillar |  |  |  |  | Carpark Lighting Pillar | 6
| YEAR 1 | Mortuary | Mortuary Old LV Panel | Mortuary Old LV Switchroom |  |  |  |  | DB/E9 | 15
| YEAR 1 | Mortuary | Mortuary Substation (New) LV Switchroom | Phase 4b Chiller Plantroom |  |  |  |  | Medical Air Switchboard | 3
| YEAR 1 | Mortuary | Mortuary Old LV Panel | Mortuary Lift Motor Room |  |  |  |  | DB Mortuary Lift Motor Shaft | 4
| YEAR 1 | Mortuary | Mortuary Old LV Panel | Mortuary Lift Motor Room |  |  |  |  | Motor Lift Isolator | 1
| YEAR 1 | Mortuary |  | Phase 4b Chiller Plantroom |  |  |  |  | Pathology Chiller C | 4
| YEAR 1 | Mortuary |  | Phase 4b Chiller Plantroom |  |  |  |  | Phase 4b Chiller CP9 | 8
| YEAR 1 | Mortuary | Mortuary Old LV Panel | Phase 4b Chiller Plantroom |  |  |  |  | DB Medical Air Drier | 4
| YEAR 5 | ECB | ECB LV Swicthroom | DB Genertor Hall | HV generator hall equipment | 2024-04-23 | 2019-04-23 | 1 | DB Genertor Hall | 10 | 57908 | N/A | 100
| YEAR 1 | Boilerhouse | Panel 29 | Panel 29 | Main Dishwasher Area | 2026-12-17 | 2021-12-17 | 1 | DB/Dish Equipment | 9 | 24523437 | N/A | 100
| YEAR 1 |  |  |  | Catering & Kitchens | 2024-04-09 | 2019-04-09 | 13 | Panel 29 | 18 | 57393 | N/A | 100
| YEAR 1 |  |  |  | Catering Stores Area |  |  |  | DB2/Fridge | 2
| YEAR 1 |  |  |  | Catering Stores Area |  |  |  | DB3/Fridge | 2
| YEAR 1 |  |  |  | WSR IT Hub Room 141 |  |  |  | DB5/WSR IT Hub | 6
| YEAR 1 |  |  |  | Post Room |  |  |  | DBLR1/PostRoom | 6
| YEAR 1 |  |  |  | Pot Wash Kitchen Area |  |  |  | DBE1 Kitchen General | 6
| YEAR 1 |  |  |  | Pot Wash Kitchen Area |  |  |  | DBE2 Other Areas | 12
| YEAR 1 |  |  |  | Pot Wash Kitchen Area |  |  |  | DBG1/Kitchen Plant | 8
| YEAR 1 |  |  |  | Pot Wash Kitchen Area |  |  |  | DBG2/Kitchen Plant | 23
| YEAR 1 |  |  |  | Dining Room Office Room 6 |  |  |  | DB9/Dining | 50
| YEAR 1` |  |  |  | Main Dishwasher Area | 2026-10-05 | 2021-10-05 |  | DB/General Equipment | 7 | 24166810 | N/A | 100
| YEAR 1 |  |  |  | Non-residents/Porters Changing Room Plant Room | 2025-09-21 | 2020-09-21 |  | Non residential | 17 | 21835062 | N/A | 100
| YEAR 4 | Orchard Centre | OC LV Switchroom | OC LV Switchroom | Cotswold Dialysis | 2024-10-20 | 2019-10-20 | 4 | Main LV Sub DB | 13 | 57856 | 75% | 100
| YEAR 4 |  | OC LV Switchroom | Orchard Centre Basement Plant Room | Orchard Centre |  |  |  | Busbar 3 | 13
| YEAR 4 |  | OC LV Switchroom | OC Cotswold Renal LV Switchroom | Cotswold Renal |  |  |  | Main LV Panel | 6
| YEAR 4 |  | OC LV Switchroom | OC Cotswold Renal LV Switchroom | Cotswold Renal |  |  |  | DB1 | 30
| YEAR 4 |  | OC LV Switchroom | OC Cotswold Renal LV Switchroom | Cotswold Renal |  |  |  | DB2 | 31
| YEAR 4 |  | OC LV Switchroom | OC Cotswold Renal LV Switchroom | Cotswold Renal |  |  |  | DB3 | 23
| YEAR 4 |  | OC LV Switchroom | OC Cotswold Renal Water Treatment Room | Cotswold Renal |  |  |  | DB4 | 5
| YEAR 4 |  | OC LV Switchroom | OC Cotswold Renal Workshop | OC Drum Entrance |  |  | 1 | DB Drum | 8
| YEAR 4 |  | OC LV Switchroom | OC Head/Neck Assessment Unit Portacabin | OC Head/Neck Assessment Unit (Portacabin) |  |  | 1 | DB5 | 14
| YEAR 4 | Orchard Centre | OC LV Switchroom | Wotton Lodge Basement | Wotton Lodge | 2027-05-11 | 2019-04-23 | 6 | Main Panel | 4 | 57392 |  | 100
| YEAR 4 |  | OC LV Switchroom | Wotton Lodge Ground Floor Cupboard | Wotton Lodge Ground Floor |  |  |  | Main Panel 1 | 2
| YEAR 4 |  | OC LV Switchroom | Wotton Lodge Ground Floor Cupboard | Wotton Lodge Ground Floor |  |  |  | DB-1-1LTS | 8
| YEAR 4 |  | OC LV Switchroom | Wotton Lodge Ground Floor Cupboard | Wotton Lodge Ground Floor |  |  |  | DB-2-PWR | 10
| YEAR 4 |  | OC LV Switchroom | Wotton Lodge 1st Floor Corridor | Wotton Lodge 1st floor |  |  |  | DB3 | 17
| YEAR 4 |  | OC LV Switchroom | Wotton Lodge Basement | Wotton Lodge Basement |  |  |  | DB-Basement | 2
| YEAR 1 | Mortuary | X-Ray Basement Panel 26 | X-Ray Cupboard 005 MRI Control Room | X-Ray | 09/05/2019 Duplicated below |  | 3 | MCCB Board | 2 | NBS1209
| YEAR 1 |  |  | X-Ray Cupboard 005 MRI Control Room | X-Ray |  |  |  | DB/MRI3 | 10
| YEAR 1 |  |  | X-Ray Cupboard 005 MRI Control Room | X-Ray |  |  |  | DB/MRI4 | 11
| YEAR 1 |  |  | LV Cupboard Room 111 | X-Ray |  |  |  | DB27/1E | 14
| YEAR 1 |  |  | LV Cupboard Room 112 | X-Ray |  |  |  | DB28/E1
| YEAR 1 | Boilerhouse | Busbar B1 & busbar S1 NEW MCCB PANELBOARD | ECA basement Cage Area | Gallery Wing Basement | 2019-06-30 |  | 1 | Busbar B1 & busbar S1 | N/A | 59185 | N/A | 100
| YEAR 1 |  |  | Gallery Wing - Ground Floor LV Switchroom | Gallery Wing - Ground Floor | 2024-06-30 | 2019-06-30 | 4 | DB/G1 | 31 | 59185 | N/A | 100
| YEAR 1 |  |  | Gallery Wing - Ground Floor LV Switchroom | Gallery Wing - Ground Floor |  |  |  | DB/GE1 | 31
| YEAR 1 |  |  | Gallery Wing - Ground Floor - Portacabin Physio | Physio Portacabin |  |  |  | DB/GE1/-1 | 5
| YEAR 1 |  |  | Gallery Wing - Ground Floor -Laundry Room, | Laundry Room |  |  |  | DB Laundrette | 9
| YEAR 1 |  |  | Gallery Wing Basement LV Switchroom | Basement | 2025-12-10 | 2020-12-10 | 1 | DB-B | 10 |  |  | 100
| YEAR 1 |  |  | Waste Lift Lmotor Room | Waste Lift |  |  | 1 | DB-Waste Lift | 10
| YEAR 1 |  |  | Main Corridor Room IT Hub 32 | Main Corridor Room IT Hub 32 |  |  | 2 | DB-IT-Hub 32 | 3
| YEAR 1 |  |  | Gallery Wing 1st Floor LV Cupboard |  | 2026-10-31 | 2021-10-31 |  | DB1 | 16 | 24261349 | DB replacement Neptunes - NG
| YEAR 1 |  |  | Gallery Wing 1st Floor LV Cupboard |  | 2026-10-31 | 2021-10-31 |  | DBE1 | 22 | 24261391
|  |  |  | Gallery wing 2nd floor LV cupboard | Gallery wing 2nd floor | 2027-07-25 | 2022-07-25 | 4 | DB2/NE Lighting | 12
|  |  |  | Gallery wing 2nd floor LV cupboard | Gallery wing 2nd floor | 2027-07-25 | 2022-07-25 |  | DB2/NE Power | 38
|  |  |  | Gallery wing 2nd floor LV cupboard | Gallery wing 2nd floor | 2027-07-25 | 2022-07-25 |  | DB/2E Lighting | 20
|  |  |  | Gallery wing 2nd floor LV cupboard | Gallery wing 2nd floor | 2027-07-25 | 2022-07-25 |  | DB/2E Power | 38
|  | Orchard Centre | Chestnut house LV Switch Panel | Leadon House Main Foyer Cupboard | Leadon House | 2024-07-05 | 2019-07-05 | 3 | Main Panel | 4 | 59186 | N/A | 100
| YEAR 1 | Orchard Centre | Chestnut house LV Switch Panel | Leadon House Main Foyer Cupboard | Leadon House Ground Floor |  |  |  | DB1 | 38
| YEAR 1 | Orchard Centre | Chestnut house LV Switch Panel | Leadon House Floor 2 | Leadon House Floor 2 |  |  |  | DB2 | 37
| YEAR 1 | Boilerhouse | ECA Boilerhouse LV Switchroom | Estates Workshop | Estates Workshop | 2024-09-24 | 2019-09-24 | 3 | DB1 | 30 | 61719 | N/A | 100
| YEAR 1 |  |  | Estates Workshop | Estates Workshop |  |  |  | DB2 | 11
| YEAR 1 |  |  | Estates Workshop | Estates Workshop |  |  |  | DB3 | 10
| YEAR 1 |  |  | Hotwell plantroom | Hotwell plantroom |  |  | 1 | DB4 | 5
| YEAR 1 |  |  | Joinery (Carpentary) Workshop | Joinery (Carpentary) Workshop |  |  | 1 | DB Joinery | 6
| YEAR 1 | Boilerhouse | ECA Boilerhouse LV Switchroom | Support Services / Linen Distribution Plantroom | Support Services / Linen Distribution | 2411/2024 | 2019-09-24 | 4 | DBG1 | 22 | 000386 | N/A | 100
| YEAR 1 |  |  | Support Services / Linen Distribution Plantroom | Support Services / Linen Distribution |  |  |  | DBG1/A | 6
| YEAR 1 |  |  | Support Services / Linen Distribution Plantroom | Support Services / Linen Distribution |  |  |  | Heating Panel | 12
| YEAR 1 |  |  | Support Services / Linen Distribution Plantroom | Support Services / Linen Distribution |  |  |  | MP G | 1
| YEAR 1 | Mortuary | Mortuary (Old) LV Switchroom | Medical Health Records plantroom | Medical Health Records | 2024-11-06 | 2019-11-06 | 5 | DB1 | 10 | 61723 | N/A | 100
| YEAR 1 |  |  | Medical Health Records plantroom | Medical Health Records |  |  |  | DB2 | 15
| YEAR 1 |  |  | Medical Health Records Lobby Area 019 | Medical Health Records |  |  |  | DB3 | 16
| YEAR 1 |  |  | Medical Health Records plantroom | Medical Health Records |  |  |  | Heating Panel | 13
| YEAR 1 |  |  | Medical Health Records plantroom | Medical Health Records |  |  |  | MDP | 4
| YEAR 1 | Mortuary | New Thetare 11-14 LV Panel | Archive Store Room NT018 | Medical Engineering | 2024-12-01 | 2019-12-01 | 6 | DB/G/E/M1 | 8 | 61721 | N/A | 100
| YEAR 1 |  |  | Archive Store Room NT018 | Medical Engineering |  |  |  | DB/G/NE/L1 | 17
| YEAR 1 |  |  | Archive Store Room NT018 | Medical Engineering |  |  |  | DB/G/NE/P1 | 37
| YEAR 1 |  |  | Technicians Workshop Room NT024 | Medical Engineering |  |  |  | DB/G/NE/P2 | 8
| YEAR 1 |  |  | Heavy Machine Workshop NT022 | Medical Engineering |  |  |  | DB/G/NE/P3 | 6
| YEAR 1 |  |  | Technicians Workshop Room NT015 | Medical Engineering |  |  |  | DB/G/NE/P4 | 10
| YEAR 1 | Mortuary | Phase 4b LV Switchroom | Pharamcy LV Cupboard Room 022c | Pharmacy | 2025-02-11 | 2020-02-11 | 1 | DBE3/N3 | 33 | 21194458 |  | 100
To be replaced - Norwood Visual tets only | YEAR 1 |  |  | Pharamcy LV Cupboard Room 022c | Pharmacy | 2025-09-09 | 2020-09-09 | 1 | DBE4 | 42 | 68545.4 |  | 100 | Prosponed dis board to be replaced Visual only - Norwoods
| YEAR 1 |  |  | Pharamcy LV Cupboard Room 022c |  |  |  | 1 | DBN4 | 29
Neptunes | YEAR 1 |  |  | Pharmacy Plantroom |  | 2025-08-12 | 2020-08-12 | 1 | DBE5/NE5 | 18 | NBS214 |  | 100
Awaiting ECR Hewers | YEAR 1 |  |  | Pharmacy Stores |  | 2025-12-20 | 2020-12-20 | 1 | ROBOT DB | 4 | 1CN18C |  | 100
| YEAR 1 | Tower Block | MV Room | Floor 1 Surgical HDU LV Switchroom | Floor 1 Surgical HDU, Staff and Admin Area | 2024-11-27 | 2019-11-27 | 2 | DB3 | 26 | 71226 |  | 100
| YEAR 1 |  |  | Floor 1 Surgical HDU LV Switchroom |  |  |  |  | DB4 | 2363229
| YEAR 1 | Mortuary | Phase 4b LV Switchroom | Mortuary Plantroom A | Mortuary | 2020-01-05 |  | 6 | AHU Control panel A | 5 | 000391 | 30%
| YEAR 1 |  |  | Mortuary Plantroom B |  |  |  |  | AHU Control panel B | 5
| YEAR 1 |  |  | Mortuary Rear Entrance |  |  |  |  | DB Coldstore | 3
| YEAR 1 |  |  | Mortuary Plantroom B |  |  |  |  | DB Fridge Panel | 1
| YEAR 1 |  |  | Mortuary Plantroom B |  |  |  |  | Down Draught / Cond | 3
| YEAR 1 |  |  | Mortuary Gent Changing Room Store 110 |  | 2025-06-25 | 2020-06-25 | 2 | GEN DB1 | 13 | 67664 |  | 100 | Duplicated for year 2
| YEAR 1 | [7 empty] | GEN DB2 | 16
| YEAR 1 | Mortuary | PHLS LV Switchroom Panel | PHLS Ground Floor LV Cupboard 144 | PHLS Microbiology | 2025-06-24 | 2020-06-24 | 9 | DB/LP1 | 32 | 67633 | N/A | 100
| YEAR 1 | Mortuary |  | PHLS Ground Floor LV Cupboard 144 |  |  |  |  | DB/LP2 | 3
| YEAR 1 | Mortuary |  | PHLS 1st Floor LV Cupboard Room 214 |  |  |  |  | DB2 | 40
| YEAR 1 | Mortuary |  | PHLS 1st Floor LV Cupboard Room 214 |  |  |  |  | DB3 | 16
| YEAR 1 | Mortuary |  | PHLS Plantroom |  |  |  |  | PHLS LV Switchgear panel | 8
| YEAR 1 | Mortuary |  | PHLS Plantroom |  |  |  |  | DB4 | 12
| YEAR 1 | Mortuary |  | PHLS Plantroom |  |  |  |  | DB5 | 3
| YEAR 1 | Mortuary |  | PHLS Plantroom |  |  |  |  | DB5A | 4
| YEAR 1 | Mortuary | Pathology Plantroom | Pathology Plantroom CP1 | Pathology Plantroom | 2020-01-20 |  | 5 | AHU1 | 2 | 000443 | Not tetsing
| YEAR 1 | Mortuary |  | Pathology Plantroom CP1 |  |  |  |  | AHU3 | 2
| YEAR 1 | Mortuary |  | Pathology Plantroom CP1 |  |  |  |  | AHU5 | 2
| YEAR 1 | Mortuary |  | Pathology Plantroom CP1 |  |  |  |  | AHU Heating Pump | 1
| YEAR 1 | Mortuary |  | Pathology Plantroom CP1 |  |  |  |  | AHU2 | 2
| YEAR 1 | Mortuary |  | Pathology Plantroom CP1 |  |  |  |  | AHU4 | 2
| YEAR 1 | Mortuary |  | Pathology Plantroom |  |  |  |  | DBE5 | 14 | 67662 |  |  | jamie.inch@nhs.net | Edward Jenner | alison.eades@nhs.net | helen.lovell-hewitt@nhs.net |  | tracy.clarke16@nhs.net
| YEAR 1 | Mortuary |  | Pathology Ground Floor LV Cupboard Room 218 |  |  |  |  | DBE1 | 25 |  |  |  | jo.stokes@nhs.net | ghn-tr.haematology cnsteam@nhs.net
| YEAR 1 | Mortuary |  | Pathology Ground Floor LV Cupboard Room 177 |  |  |  |  | DBE3 | 36 |  |  |  | ceinwen.davies@nhs.net
| YEAR 1 | Mortuary |  | Pathology Comms Room 202 |  |  |  |  | DBE6 | 2 |  |  |  | david.ah-moye@nhs.net
| YEAR 1 | Mortuary |  | Pathology Ground Floor LV Cupboard Room 218 |  |  |  |  | DB/NE1 | 18 |  |  |  | Blood transfusin | alison.eades@nhs.net | tracy.clarke16@nhs.net | coral.jones1@nhs.net | lesley.shipway@nhs.net |  | j.goody@nhs.net
| YEAR 1 | Mortuary |  | Pathology Ground Floor LV Cupboard Room 177 |  |  |  |  | DB/NE3 | 37 |  |  |  | cliff.stephens@nhs.net
| YEAR 1 | Mortuary | Pathology Plantroom | Cyro Store | Cyro Store | 2025-06-24 | 2020-06-24 | 2 | DB8A | 6 | 67661 | N/A | 100 | sally.dibden@nhs.net
| YEAR 1 | Mortuary | External Pathology Plantroom 212 | ?? |  |  |  |  | DBE8 | 7
| YEAR 1 | Supply Source | Panel Ref | Panel / DB Location | Ward/Department | Fixed Installation Due Date |  | Number of Boards / Panels | Dis Board Reference | Number of Circuits | Conditionn Reports Certificate number
Norwood job No. 68544 | Year | Mortuary | Mortuary LV Switch Panel | Consultant Essential User Car Park | Consultant Car Park | 2020-05-12 |  | 1 | BMS Pillar | 1 | 000438 | ?????
| YEAR 2 | Tower Block | MV Room | Theatre 1 Thackeray Panel | Theatre 1 | 2025-08-01 | 2020-08-01 | 14 | DB/TH1A | 8 | 68544 | N/A | 100
| YEAR 2 | Tower Block | [6 empty] | DB/TH1B | 5
| YEAR 2 | Tower Block |  | Theatre 2 Service Cupboard | Theatre 2 |  |  |  | DB/T | 14
| YEAR 2 | Tower Block |  | Theatre 3 Thackeray Panel | Theatre 3 |  |  |  | DB/TH3A | 5
| YEAR 2 | Tower Block | [6 empty] | DB/TH3B | 9
| YEAR 2 | Tower Block |  | Theatre 4 Thackeray Panel | Theatre 4 |  |  |  | DB/TH4 | 10
| YEAR 2 | Tower Block |  | Theatre 5 Thackeray Panel | Theatre 5 |  |  |  | DB/TH5A | 4
| YEAR 2 | Tower Block | [6 empty] | DB/TH5B | 6
| YEAR 2 | Tower Block |  | Theatre 6 Thackeray Panel | Theatre 6 |  |  |  | DB/TH6A | 3
| YEAR 2 | Tower Block | [6 empty] | DB/TH6B | 7
| YEAR 2 | Tower Block |  | Theatre 7 Thackeray Panel | Theatres 7 |  |  |  | DB/TH7A | 3
| YEAR 2 | Tower Block | [6 empty] | DB/TH7B | 8
Neptunes | YEAR 2 | Mortuary | Phase 4b LV Switchroom | DSU LV Cupboard Room 292 | DSU Theatres 8 - 10 | 2025-07-23 | 2020-07-23 | 1 | DBE7 | 35 | NBS1550 |  | 100
Norwood job No. 68545 | YEAR 2 | Tower Block | MV Room | Alcoves Plantroom 014 | CSSD | 2025-07-10 | 2020-07-10 | 10 | DB Autoclaves | 6 | 68545.1 |  | 100
| YEAR 2 | Tower Block |  | CSSD Dirty Wash Up | CSSD etc |  |  |  | DBC | 15
| YEAR 2 | Tower Block |  |  | CSSD etc |  |  |  | DBC1 | 6
| YEAR 2 | Tower Block |  | Basement Corridor and Basement CSSD Plantroom | CSSD etc |  |  |  | DBE1 | 6
| YEAR 2 | Tower Block |  |  | CSSD etc |  |  |  | DBE2 | 9
| YEAR 2 | Tower Block |  |  | Basement Corridor and Basement CSSD Plantroom |  |  |  | DBE3 | 6
| YEAR 2 | Tower Block |  |  | CSSD , Ultrasound, Ground floor lights etc |  |  |  | DBG1 | 21
| YEAR 2 | Tower Block |  |  | Ultrasound, Power ground Floor |  |  |  | DBG3 | 31
| YEAR 2 | Tower Block |  | CSSD Near Autoclaves | CSSD |  |  |  | DBG4 | 21
| YEAR 2 | Tower Block |  | CSSD Staff Room 004 | CSSD Area |  |  |  | DBE4 | 16
| YEAR 2 | Tower Block |  | Basement Corridor and Basement CSSD Plantroom | Panel 24 & 24C |  |  | 2 | Panel 24 & 24C | 10
| YEAR 2 | Tower Block |  | Ultrasound Rexception | Ultrasound |  |  | 3 | DB Ultrasound | 1
| YEAR 2 | Tower Block |  | Ultrasound Waiting area |  |  |  |  | NMDB | 4
| YEAR 2 | Tower Block |  | Ultrasound Office Room 093 |  |  |  |  | DB U5 | 4
| YEAR 2 | Tower Block |  | CSSD Basement Calorifier Olantroom | CSSD Plantroom |  |  |  | Heating CP CSSD | 3
Neptunes | YEAR 2 | Mortuary | Phase 4b LV Switchroom | DSU LV Cupboard Room 239a | Phase 4b & DSU area | 2025-09-09 | 2020-09-09 | 2 | DBE6 | 54 | NBS227 |  | 100
| YEAR 2 |  | Phase 4b LV Switchroom | DSU LV Cupboard Room 239a |  |  |  |  | DBN6 | 7
Norwood job No. 68545 |  | Mortuary | Phase 4b LV Switchroom | Phase 4b LV Switchroom |  | 2025-09-01 | 2020-09-01 | 5 | DBE1 | 12 | 68545.3 |  | 100
| YEAR 2 | Mortuary | Phase 4b LV Switchroom | DSU Top of Stairs Comms Room 306 (Theatre plantroom 2) |  |  | 2020-09-01 |  | DBE8 | 15 |  |  |  | Replaced by Hewer 27/02/21
| YEAR 2 | Mortuary | Phase 4b LV Switchroom | Phase 4b LV Switchroom |  |  | 2020-09-01 |  | DBN1 | 10
| YEAR 2 | Mortuary | Phase 4b LV Switchroom | DSU Theatre Plantroom 2 (302) |  |  | 2020-09-01 |  | DB Day Surgery Plant Room | 11
| YEAR 2 | Mortuary | Phase 4b LV Switchroom | DSU Lift Plant Room 303 |  |  | 2020-09-01 |  | Lift Shaft DB | 5
| YEAR 2 | Mortuary | Phase 4b LV Switchroom | Pump Plant Room 010 (Pete old plantroom) |  |  |  |  | Pump Control Panel | 14
| YEAR 2 | Mortuary | Basement LV Switchroom (034) Panel 26 | X-Ray Room 8 | X-Ray Room 8 | 2025-09-28 | 2020-09-28 | 19 | DB X-Ray 8 | 8 | 68545.2 |  | 100
| YEAR 2 | Mortuary |  | X-Ray Room 8 | X-Ray Room 8 |  |  |  | X-Ray 8 | 7
| YEAR 2 | Mortuary |  | X-Ray LV Cupboard 111 | X-Ray Area |  |  |  | DB27E/F1 | 16 |  |  | 100
| YEAR 2 | Mortuary | [6 empty] | DB27NE/F2 | 26
| YEAR 2 | Mortuary | [6 empty] | DBNE/F3 | 6
| YEAR 2 | Tower Block | [6 empty] | DB27/E1 | 23
|  | Mortuary |  | X-Ray LV Cupboard 112 | X-Ray Area |  |  |  | DB28E/F1 | 12
| YEAR 2 | Mortuary | [6 empty] | DB28NE/F2 | 21
| YEAR 2 | Mortuary | [6 empty] | DB28NE/F3 | 10
| YEAR 2 | Tower Block | [6 empty] | DB28/E1 | 28
|  | Mortuary |  | X-Ray CTA Prep room 010 | X-Ray CTA Prep room 010 |  |  |  | DB/CTA | 11
| YEAR 2 | Mortuary |  | General X-Ray Room 007 | General X-Ray Room 007 |  |  |  | X-Ray General B | 3
| YEAR 2 | Mortuary |  | X-Ray LV Cupboard Room 106 | Wait Area 4 |  |  |  | DB/Wait Area 4 | 2 |  |  |  | DB removed during refurb
| YEAR 2 | Mortuary | Panel 26A | Basement Panel LV Switchroom 034 | X-Ray |  |  |  | Panel 26A | 6
| YEAR 2 | Mortuary | Panel 26E/NE | [5 empty] | Panel 26E/NE | 11
| YEAR 2 | Tower Block | Panel 27A | X-Ray LV Cupboard Room 111 |  |  |  |  | Panel 27A | 0
| YEAR 2 | Mortuary | Panel 27E | [5 empty] | Panel 27E | 2
| YEAR 2 | Mortuary | Panel 27NE | [5 empty] | Panel 27NE | 1
| YEAR 2 | Tower Block | Panel 28A | X-Ray LV Cupboard Room 112 |  |  |  |  | Panel 28A | 5
| YEAR 2 | Mortuary | Panel 28E | [5 empty] | Panel 28E | 3
| YEAR 2 | Mortuary | Panel 28NE | [5 empty] | Panel 28NE | 1
| YEAR 2 | Mortuary | X-Ray Basement Panel 26 | X-Ray Cupboard 005 MRI Control Room | X-Ray MRI |  |  | 6 | MCCB Board | 4
| YEAR 1 |  |  | X-Ray Cupboard 005 MRI Control Room | X-Ray MRI |  |  |  | DB/MRI 1 | 14
| YEAR 1 |  |  | X-Ray Cupboard 005 MRI Control Room | X-Ray MRI |  |  |  | DB/MRI 2 | 4
| YEAR 1 |  |  | X-Ray Plantroom 24 MRI Control Room | X-Ray MRI |  |  | 2 | DB/MRI 3 | 9
|  |  |  | X-Ray Plantroom 24 MRI Control Room | X-Ray MRI |  |  |  | DB/MRI 4 | 15
|  |  |  | X-Ray Plantroom 104a far end | X-Ray MRI |  |  |  | DB/MECH | 19
|  |  |  | X-Ray MRI Control Room UPS Palntroom 105c | X-Ray - Fluroscopy, CTC, CTD, CTE & MRI A (GE) |  |  |  | IPS Panel | 13
|  |  |  | LV Cupboard Room 111 | X-Ray |  |  |  | DB27/1E | 14
Neptunes | YEAR 1 | Tower Block | Panel 28A | X-Ray Plantroom 105f CTD & CTE | X-Ray CTD & CTE Plantroom & CTC | 2024-04-04 | 2019-04-04 | 1 | DB CT1 | 33 | NBS1509 |  | 100
Norwood job No. 68545 |  | Mortuary | Phase 4b LV Switchroom | CID Cupboard 034 | Nuclear Medicine (Old CID) Lung Function, Bone Density, Clinical Neurophysiology and Nuclear Medicine | 2025-09-01 | 2020-09-01 | 3 | CID DeDicated | 3 | 000433 60% |  | 100
| YEAR 2 | Mortuary | [6 empty] | DBE2 | 48
| YEAR 2 | Mortuary | [6 empty] | DBN2 | 13
Norwood job No. 68545 | YEAR 2 | Boilerhouse | ECA Boilerhouse LV Switchroom | Multi Storey car park Pillar - Indigo | Multi Storey car park | 2025-09-01 | 2020-09-01 | 1 | Multi Storey car park Pillar | 1 | 68545.3 |  | 100
Didn’t test on above job No. | YEAR 4 | Orchard Centre | Chestnut house LV Switch Panel | Gravel Car Park (Beacon hse) - Indigo | Gravel Car Park (Beacon hse) | 2027-09-26 |  | 1 | Gravel Car Park (Beacon hse) Barrier | 1 | 000434 | ????
Norwood Job No. 68546 | YEAR 2 | Tower Block | MV Room | Ward 7a LV Cupboard | Floor 7 Ward 7a | 2020-10-15 |  | 2 | DB13/North/E | 26 | 000490
| YEAR 2 | Tower Block | [6 empty] | DB/13/North/NE | 23
| YEAR 2 | Tower Block | MV Room |  | Island Plant room | 2024-11-08 | 2019-11-08 | 1 | NP/DB | 4 | 000461 |  | 100
| YEAR 2 |  |  | Ward 9a LV Cupboard | 9th Floor Ward 9a | 2020-10-28 |  | 2 | DB/17/North/NE | 23
| YEAR 2 | Tower Block | [6 empty] | DB/17/North/E | 25
Norwood job No. 68548 | YEAR 2 | Tower Block | MV Room | Ward 7b LV Cupboard | Floor 7 Ward 7b | 2027-12-08 |  | 3 | DB/14/South/E | 25 | 000491
| YEAR 2 | Tower Block | [6 empty] | DB/14/South/NE | 29
| YEAR 2 | Tower Block |  | Ward 7B Water Treatment Plant Room |  |  |  |  | WT Plant DB | 2
| YEAR 2 | Tower Block | MV Room | Ward 6a LV Cupboard | Floor 6 Ward 6a | 2027-12-08 |  | 2 | DB11/North/E | 29 | 000498
| YEAR 2 | Tower Block | [6 empty] | DB11/North/NE | 23
Norwood job No. 68550 | YEAR 2 | Mortuary | Mortuary Substation (New) LV Switchroom | New theatres 11-14 & Plant Room 3 Comms Room | New theatres 11-14 & Plant Room | 2025-11-28 | 2020-11-28 | 12 | Data Room DB | 3 | 68850 | N/A | Satisfactory
| YEAR 2 | Mortuary |  | New Theatre 11-14 Sterile Store Room |  |  |  |  | DB/1/E/L1 | 27
| YEAR 2 | Mortuary |  | New Theatre 11-14 Sterile Store Room |  |  |  |  | DB/1/E/P1 | 23
| YEAR 2 | Mortuary |  | New Theatre 11-14 Sterile Store Room |  |  |  |  | DB Thetares Operations Lights | 4
| YEAR 2 | Mortuary |  | New theatres 11-14 & Plant Room 3 |  |  |  |  | DB/2/E/EL1 | 6
| YEAR 2 | Mortuary |  | New theatres 11-14 & Plant Room 3 |  |  |  |  | DB/2/E/LP1 | 9
| YEAR 2 | Mortuary |  | New theatres 11-14 & Plant Room 3 |  |  |  |  | DB/2/E/M2 | 14
| YEAR 2 | Mortuary |  | New theatres 11-14 & Plant Room 3 |  |  |  |  | Ground Floor / Plant | 19
| YEAR 2 | Mortuary |  | New theatres 11-14 & Plant Room 3 |  |  |  |  | IPS Theatre 12 | 9
| YEAR 2 | Mortuary |  | New theatres 11-14 & Plant Room 3 |  |  |  |  | IPS Theatre 13 | 9
| YEAR 2 | Mortuary |  | New theatres 11-14 & Plant Room 3 |  |  |  |  | IPS Theatre 11 | 9
| YEAR 2 | Mortuary |  | New theatres 11-14 & Plant Room 3 |  |  |  |  | IPS Theatre 14 | 9
| YEAR 2 | Mortuary |  | New theatres 11-14 & Plant Room 3 |  |  |  |  | New Theatre Switchboard Panel B | 11
| YEAR 2 | Mortuary |  | New theatres 11-14 & Plant Room 3 |  |  |  |  | New Theatre Switchboard Panel A | 9
| YEAR 2 | Mortuary |  | New theatres 11-14 & Plant Room 3 |  |  |  |  | Mech Panel CP1 | 5 | Not required
| YEAR 2 | Mortuary |  | New theatres 11-14 & Plant Room 3 | Theatre 11 |  |  |  | Theatre 11 AHU | 4 | Not required
| YEAR 2 | Mortuary |  | New theatres 11-14 & Plant Room 3 | Theatre 12 |  |  |  | Theatre 12 AHU | 4 | Not required
| YEAR 2 | Mortuary |  | New theatres 11-14 & Plant Room 3 | Theatre 13 |  |  |  | Theatre 13 AHU | 4 | Not required
| YEAR 2 | Mortuary |  | New theatres 11-14 & Plant Room 3 | Theatre 14 |  |  |  | Theatre 14 AHU | 4 | Not required
Norwood job No. 68551 | YEAR 2 | Tower Block | MV Room | Ward 9b LV Cupboard | Floor 9 ward 9b | 2027-03-02 |  | 2 | DB/18/South/NE | 19 | 000462
| YEAR 2 | [5 empty] | 2022-03-02 |  | DB/18/South/NE | 30
|  | Tower Block | MV Room | Ward 8a LV Cupboard | Floor 8 Ward 8a | 2027-03-08 |  | 2 | DB/15/North/E | 29 | 000488
| YEAR 2 | [7 empty] | DB/15/North/NE | 19
Norwood job no. 68552 |  | Tower Block | MV Room | Floor 9 Ward 9b Cleaner Store | Floor 7 / 8 & 9 | 2027-03-08 |  | 3 | DB Floor 7/8/9 | 22 | 000489
| YEAR 2 | Tower Block |  | Ward 8b LV Cupboard | Floor 8 Ward 8b |  |  |  | DB/16/South/E | 28
| YEAR 2 | Tower Block | [6 empty] | DB/16/South/NE | 17
| YEAR 2 | Supply Source | Panel Ref | Panel / DB Location | Ward/Department | Fixed Installation Due Date |  | Number of Boards / Panels | Dis Board Reference | Number of Circuits | Conditionn Reports Certificate number
| Year | Tower Block | MV Room | Ward 6b LV Cupboard | Floor 6 Ward 6b | 2027-12-08 |  | 2 | DB/12/South/E | 29 | 56589
| YEAR 3 | Tower Block | [6 empty] | DB/12/South/NE | 16
| YEAR 3 | Tower Block | MV Room | Ward 5a LV Cupboard | Floor 5 Ward 5a | 2027-03-01 | 2022-03-02 | 2 | DB9/North/E | 27 | 86539 |  | Unsatisfactory
| YEAR 3 | Tower Block | [6 empty] | DB9/North/NE | 23
| YEAR 3 | Tower Block | MV Room | Ward 5b LV Cupboard | Floor 5 Ward 5b | 2027-03-01 |  | 3 | DB10/South/E | 29 | 86539
| YEAR 3 | Tower Block | [6 empty] | Db10/South/NE | 25
| YEAR 3 | Tower Block |  | Ward 5b Clinic Quiet Room |  |  |  |  | DB4 Liftlobby | 23
| YEAR 3 | Tower Block | MV Room | Ward 4a LV Cupboard | Floor 4 Ward 4a | 23/011/2027 |  | 2 | DB7/North/E | 30 | 93345
| YEAR 3 | Tower Block | [6 empty] | DB7/North/NE | 24
| YEAR 3 | Tower Block | MV Room | Ward 4b LV Cupboard | Floor 4 Ward 4b | 2027-11-23 |  | 2 | DB8/South/E | 27 | 93345
| YEAR 3 | Tower Block | [6 empty] | DB8/South/NE | 18
| YEAR 3 | Tower Block | MV Room | Ward 3a LV Cupboard | Floor 3 Ward 3a | 2027-03-02 |  | 2 | DB5/North/E | 29 | 86539
| YEAR 3 | Tower Block |  |  |  |  | 2022-03-02 |  | DB5/North/NE | 20
| YEAR 3 | Tower Block | MV Room | Ward 3b LV Cupboard | Floor 3 Ward 3b | 2027-03-02 |  | 2 | DB6/South/E | 29 | 86539
| YEAR 3 | Tower Block | [6 empty] | DB6/South/NE | 22
| YEAR 3 | Tower Block | MV Room | Ward 2a LV Cupboard | Floor 2 Ward 2a | 2027-03-02 |  | 2 | DB3/North/E | 29 | 86539
| YEAR 3 | Tower Block | [6 empty] | DB3/North/NE | 25
| YEAR 3 | Tower Block | MV Room | Ward 2b LV Cupboard | Floor 2 Ward 2b | 2027-03-02 |  | 2 | DBF1 | 28 | 86539
| YEAR 3 | Tower Block | [6 empty] | DBF2 | 34
| YEAR 3 | Tower Block | MV Room | Ward 2b Entrance Cupboard | Floor 2 Ward 2b | 2027-03-02 |  | 1 | DBF4 Lift Core | 23
| YEAR 3 | Tower Block | MV Room | DCC LV Switchroom | Floor 1 DCC Ward 1a DCC | 2027-03-02 |  | 3 | DB1 | 11 | 86539
| YEAR 3 | Tower Block | [6 empty] | DB2 | 39
| YEAR 3 | Tower Block | [6 empty] | DBCL | 22
| YEAR 3 | Tower Block | MV Room | Floor 1 Surgical HDU LV Switchroom | Floor 1 Surgical HDU, Staff and Admin Area | 2027-03-02 |  | 2 | DB3 | 26 | 86539
| YEAR 3 | Tower Block | [6 empty] | DB4 | 20
| YEAR 3 | Tower Block | MV Room | Piped Piper | General Areas Ground Floor - Piped Piper | 2027-11-27 |  | 1 | PPDB | 5 | 93349
| YEAR 3 | Tower Block | MV Room | Mental Health Liason Team (MHLT) | General Areas Ground Floor - MHLT | 2027-11-24 |  | 2 | DB/AC | 6 | 93349
| YEAR 3 | Tower Block | [6 empty] | DB/HD1 | 14
| YEAR 3 | Tower Block |  | Switchboard | Switchboard | 2027-11-27 | 2020-11-11 | 1 | SB Managers Office DB | 3 | 93349 |  | 100
| YEAR 3 | Tower Block | MV Room | Chapel Office | General Areas Ground Floor - Chapel | 2027-11-27 | 2019-12-15 | 1 | DB1 | 11 | 93349 | N/A | 100
| YEAR 3 | Tower Block | MV Room | Shop Office | General Areas Ground Floor - Amigo Shop | 2027-01-13 | 2022-01-13 | 1 | DB1 | 38 | 000538
| YEAR 3 | Tower Block | MV Room | Ground Floor - MV Room | General Areas - Basement and Ground Floor | 2021-05-20 |  | 4 | DBG1 | 18 | 000539
| YEAR 3 | Tower Block | [6 empty] | DBG2 | 15
| YEAR 3 | Tower Block | [6 empty] | DBG2A | 5
| YEAR 3 | Tower Block | [6 empty] | DBE | 29
| YEAR 3 | Boilerhose ECA | [6 empty] | DB Local | 20
| YEAR 3 | Boilerhose ECA | [6 empty] | VEP/DB2 | 14
| YEAR 3 | Mortuary | Pathology Plantroom | Pathology - 1st Floor LV Cupboard Room 224 | Pathology - 1st Floor Bacteriology | 2027-12-21 |  | 2 | DBE2 | 17 | 93525
| YEAR 3 | Mortuary | [6 empty] | DBNE2 | 19
| YEAR 3 | Mortuary | Pathology Plantroom | Pathology - 1st Floor LV Cupboard Room 229 | Pathology - 1st Floor Bacteriology |  |  | 1 | DBE4 | 32
| YEAR 3 | [6 empty] | 1 | DBNE4 | 42
| YEAR 3 | Boilerhouse ECA | Womens Centre | Ground Floor WSR LV Cupboard Room ADM0056 | Ground Floor - Admin Department | 2027-12-21 |  | 5 | DBG3L | 18 | 93532
| YEAR 3 | Boilerhouse ECA | [6 empty] | DBG3P | 27
| YEAR 3 | Boilerhouse ECA | [6 empty] | DBG4L | 31
| YEAR 3 | Boilerhouse ECA | [6 empty] | DBG4P | 22
| YEAR 3 | Boilerhouse ECA | [6 empty] | MCCDB03 | 3
| YEAR 4 | Orchard Centre | Severn Dialysis | Severn Dialysis Kitchen | Severn Dialysis | 2027-12-20 |  | 5 | DB1 | 49 | 93539 | 100%
| YEAR 4 | Orchard Centre |  | Severn Dialysis LV Cupboard |  |  |  |  | DB MD1 | 8
| YEAR 4 | Orchard Centre |  | Severn Dialysis Room RD001-08 |  |  |  |  | DB2 | 21
| YEAR 4 | Orchard Centre |  | Severn Dialysis LV Cupboard |  |  |  |  | DB3 | 18
| YEAR 3 | Orchard Centre |  | Water Treatment Room |  |  |  |  | DB4 | 5
| YEAR 3 | Orchard Centre | Chestnut house LV Switch Panel |  | Hope House | 2022-01-01 |  | PCT Complete |  | PCT Complete | PCT Complete
| YEAR 3 | Boilerhouse ECA | Womens Centre | Ground Floor - Gynae O/P & Ante Natal | Ground Floor - Gynae O/P & Ante Natal | 2027-12-21 |  | 5 | DBGL1 | 30 | 93532 | 100%
| YEAR 3 | Boilerhouse ECA | [6 empty] | DBG1P | 32
|  | Boilerhouse ECA | [6 empty] | DBG2L | 22
|  | Boilerhouse ECA | [6 empty] | DBG2P | 34
|  | Boilerhouse ECA | [6 empty] | MCC04 | 2
|  | Boilerhouse ECA | Womens Centre | WSR 1st Floor Obs LV Switchroom 1104 | 1st Floor Delivery Suite & Obstetric Theatres | 2027-12-16 |  | 4 | DB13L | 26 | 000556
| YEAR 3 | Boilerhouse ECA | [6 empty] | DB13P | 26
| YEAR 3 | Boilerhouse ECA | [6 empty] | DB14L | 20
| YEAR 3 | Boilerhouse ECA | [6 empty] | DB14P | 36
| YEAR 3 | Boilerhouse ECA | Womens Centre | WSR 1st Floor Neonatal LV Switchroom 1022 | 1st floor Neo Natal | 2027-12-16 |  | 5 | DB11L | 26 | 93535
| YEAR 3 | Boilerhouse ECA | [6 empty] | DB12L | 11
| YEAR 3 | Boilerhouse ECA |  |  |  |  | 2022-12-16 |  | DB12P | 32
| YEAR 3 | Boilerhouse ECA | [6 empty] | DBG11P | 41
| YEAR 3 | Boilerhouse ECA |  | WSR 1st floor NeonataL it/ Hub Room 1030 |  |  |  |  | IT/Hub DB | 3
| YEAR 3 | Boilerhouse ECA | Womens Centre | WSR 2nd Floor Maternity & Birth Unit LV Switchroom | WSR 2nd Floor Maternity & Birth Unit | 2028-01-25 |  | 7 | DB21L | 32 | 93540.1
| YEAR 3 | Boilerhouse ECA | [6 empty] | DB22L | 41
| YEAR 3 | Boilerhouse ECA | [6 empty] | DB22P | 51
| YEAR 3 | Boilerhouse ECA |  |  |  |  | 2023-01-25 |  | DB23L and P | 19
| YEAR 3 | Boilerhouse ECA | [6 empty] | DBG21P | 45
| YEAR 3 | Boilerhouse ECA | [6 empty] | MCCBD02 | 8
| YEAR 4 | Boilerhouse ECA | [6 empty] | MCCDB1 | 13
| YEAR 5 | Tower Block | MV Room | Theatre Plant rooms (1) 1 - 7 | Theatre Plant rooms (1) 1 - 7 | 2022-03-24 |  | 6 | DB4B | 33 | 000566 | 90%
| YEAR 3 | Tower Block | [6 empty] | DBE1 | 34
| YEAR 3 | Tower Block | [6 empty] | DBE2 | 29
| YEAR 3 | Tower Block | [6 empty] | DB LMR | 5
| YEAR 3 | Tower Block | [6 empty] | Fuseboard P Plant | 10
| YEAR 3 | Tower Block | MV Room | Theatre Plant rooms (1) 1 - 7 | Theatre Plant rooms (1) 1 - 7 | 2026-04-22 | 2021-05-06 | 1 | FB5 Theatre Battery | 15 | NBS283 |  | 100
| YEAR 3 | Supply Source | Panel Ref | Panel / DB Location | Ward/Department | Fixed Installation Due Date |  | Number of Boards / Panels | Dis Board Reference | Number of Circuits | Conditionn Reports Certificate number
| YEAR 4 | Orchard Centre | OC LV Switchroom | Little Oaks Nursery Cupbaord Room 011 | Little Oaks Nursery (Creche) | 2028-10-27 |  | 2 | DB1 | 23 | 000585 | 100%
| YEAR 4 | Orchard Centre | [6 empty] | DB2 Heaters | 6
| YEAR 5 | ECB | ECB LV Switchroom | ECB Ground Floor LV Switcroom | ECB | 2028-04-21 | 2023-04-21 | 7 | DBG1 | 28 | 97037
| YEAR 4 | ECB | [6 empty] | DBG2 | 6
| YEAR 4 | ECB | [6 empty] | DBG3 | 5
| YEAR 5 | ECB |  | ECB 1st Floor |  |  |  |  | DBF1 | 19
| YEAR 5 | ECB |  | External ECB VIE Compound |  |  |  |  | DB VIE | 3
| YEAR 5 | ECB |  | ECB HV Generator Hall |  | 2024-04-23 | 2019-04-23 |  | Gen Hall DB | 10 | 57908
| YEAR 5 | ECB |  | External PFI Workshop |  |  |  |  | DB FM Pillar | 5
| YEAR 4 | Boilerhouse ECA | ECA Boilerhouse LV Switchroom | External Wall Chemical Store | ECA | 2026-03-22 | 2021-03-22 | 1 | Chemical Store DB | 6 | ICN18C 22999367 |  | 100
| YEAR 4 | Boilerhouse ECA |  | Waste Yard Outside Rear Of Chemical Store | ECA | 2028-04-28 | 2023-04-04 | 12 | Compactor DB | 7 | NBS1715 |  |  | Changed DB Neptunes 2023
| YEAR 4 | Boilerhouse ECA |  | Waste Yard Outside Rear Of Medical Gas Cylinder Store | Waste Yard Medical Gas Cylinder Store | 2028-04-26 | 2023-04-26 |  | Medical GasCylinder Store DB | 2 | 97038
| YEAR 4 | Boilerhouse ECA |  | Medi Gas Compond | Medi Gas Compond |  |  |  | DB VIE | 4
| YEAR 4 | Boilerhouse ECA |  | Waste Yard Warehouse | ECA |  |  |  | DB10 | 12
| YEAR 4 | Boilerhouse ECA |  | Waste Yard Lift Motor Room | Waste Yard Lift |  |  |  | DBA | 11
| YEAR 4 | Boilerhouse ECA |  | ECA 1st Floor | ECA |  |  |  | DB1A | 24
| YEAR 4 | Boilerhouse ECA |  | Gardeners Hut | Gardeners Hut |  |  |  | Gardeners Hut DB | 3
| YEAR 4 | Boilerhouse ECA |  | ECA Boiler Area Basement Floor | ECA Boiler Area Basement Floor | 2026-04-19 | 2021-04-19 |  | DB Incinerator | 13 | NBS249 |  | 100
| YEAR 4 | Boilerhouse ECA |  | ECA Boiler Area Basement Floor | ECA Boiler Area Basement Floor | 2026-04-26 | 2021-04-26 |  | DB B | 5 | NBS248 |  | 100
| YEAR 4 | Boilerhouse ECA |  | Waste Yard Nitrous Oxide Store | Waste Yard Nitrous Oxide Store | 2028-04-28 | 2023-04-28 |  | DB VIE CCT1 | 2 | 97038
| YEAR 4 | Boilerhouse ECA |  | Waste Yard Warehouse | ECA |  |  |  | Waste Yard DB | 9
| YEAR 4 | Boilerhouse ECA |  | Waste Yard Warehouse | Boiler No. 4 Supply |  |  |  | Switch Fuse Panel A | 1
| YEAR 4 | Boilerhouse ECA |  | Waste Yard Warehouse | Boiler No. 3 Supply |  |  |  | Switch Fuse Panel B | 1
| YEAR 4 | Boilerhouse ECA |  | Waste Yard Warehouse | Boiler No. 2 Supply |  |  |  | Switch Fuse Panel C | 1
| YEAR 4 | Boilerhouse ECA |  | Gallery Basement (LV room 059) | ECA Basement Floor Area | 2026-01-13 | 2021-01-13 | 1 | DBB | 10 | NBS234 |  | 100
| YEAR 4 | Tower Block | MV Room | Prayer Room 1 Electrical Riser | Prayer Rooms | 2028-05-03 | 2023-05-03 | 2 | DB1 | 6 | 97040
| YEAR 4 | Tower Block |  | Anaesthesia Department LV Cupboard | General Areas Ground Floor - Anaesthetic Area |  |  |  | FB2 | 38
| YEAR 4 | Tower Block | Floor 11 panel 22A, 22B, 22C & 22D | Tower Block Lift Motor Room Floor 11 | Floor 11 - Lift Motor General Area | 2028-05-03 | 2023-05-03 | 1 | DB22E | 12 | 97040 |  | 100
| YEAR 4 | Tower Block | Floor 10 LV Panel 20 & 21 | Tower Block Floor 10 LV Switchroom 1141 | Floor 10 LV Cupboard FB8 (RMO) |  |  | 1 | FB8 | 22
| YEAR 4 | Tower Block | Floor 10 LV Panel 20 & 21 | Tower Block Floor 10 LV Switchroom 1141 | Floor 10 LV Cupboard FB8B - General Area |  |  | 1 | FB8B | 3
| YEAR 4 | Tower Block | Floor 12 LV Panel 20 & 21 | Floor 10 DB8B room 1107 (RMO Consumer unit No.13 | Floor 10 DB8B General Area |  |  | 1 | DB8A | 7
| YEAR 4 | Tower Block | MV Room | Floor 2 Ward 2a Spinal Injuries Unit | Floor 2 Ward 2a Spinal Injuries Unit | 2022-12-19 |  | 1 | DB1 | 15 | 000437
| YEAR 4 | Redwood House | Redwood House / Clinical Academy Plantroom | Redwood Plantroom 114 | Redwood House | 2023-03-21 |  | 6 | A/C & Coffee DB | 4 | 000632 | 100%
| YEAR 4 | Redwood House | [6 empty] | AC DB | 8
| YEAR 4 | Redwood House | [6 empty] | DB7 | 29
| YEAR 4 | Redwood House | [6 empty] | DB7A | 30
| YEAR 4 | Redwood House |  | Redwood Floor 1 LV Cupbard Room 205 |  |  |  |  | FB8 | 31
| YEAR 4 | Redwood House |  | Redwood Kitchen 113 |  |  |  |  | HotCupboard DB | 2
| YEAR 4 | Redwood House |  | Redwood Plantrrom 114 |  |  |  |  | Switch Fuse S1 | 1
| YEAR 4 | Redwood House | [6 empty] | Switch Fuse S2 | 1
| YEAR 4 | Redwood House | [6 empty] | Switch Fuse S3 | 1
| YEAR 4 | Redwood House |  | Redwood House Lift Motor Room 226 | Clinical Academy |  |  | 5 | Lift Motor DB | 4
| YEAR 4 | Redwood House |  | Clinical Academy Cleaners Cupboard Floor 2 Room 239 |  |  |  |  | DB2 | 33
| YEAR 4 | Redwood House |  | Clinical Academy Plantroom / LV Switcroom 129 |  |  |  |  | DB1 | 31
| YEAR 4 | Redwood House | [6 empty] | DB3 | 24
| YEAR 4 | Redwood House | [6 empty] | MCCB | 7
| YEAR 4 | Orchard Centre | Chestnut house LV Switch Panel | Chestnut House Ground Floor Corridor | Chestnut house Ground Floor Corridor | 2023-03-29 |  | 1 | DBL1 | 20 | 000555
| YEAR 4 | Supply Source | Panel Ref | Panel / DB Location | Ward/Department | Fixed Installation Due Date |  | Number of Boards / Panels | Dis Board Reference | Number of Circuits | Conditionn Reports Certificate number
| YEAR 4 | Orchard Centre | Orchard Centre Basement | Orchard Centre DSU Room 031 | Day surgery (Old Delivery Suite) | 2023-08-08 |  | 2 | DB Non-Essential | 21 | 0000669
| YEAR 5 | Orchard Centre | [6 empty] | DB-Essential | 35
| YEAR 4 | Orchard Centre |  | Orchard centre Lift Motor Plantroom | 1st Floor lift Motor |  |  | 1 | DBF29A | 6
| YEAR 4 | Orchard Centre |  | External Orchard Centre Medical Gas Compressor Plantroom | External Orchard Centre Medical Gas Compressor Plantroom |  |  | 1 | Plantroom DB | 10
| YEAR 4 | Orchard Centre |  | Orchard Centre Floor 1 Diabetic Eye Screening | Diabetic Eye Screening (Lambourne Ward) |  |  | 2 | DB1 | 24 | 000666 | 100%
| YEAR 4 | Orchard Centre |  | Orchard Centre Floor 1 Diabetic Eye Screening Kitchen |  |  |  |  | DB2 | 13
| YEAR 4 | Orchard Centre |  | Orchard Centre Ground Floor Pre-Assessment Room 142 | Pre-Assessment (Blaisdon ward) |  |  | 2 | DB BW | 31 | 000667 | 100%
| YEAR 4 | Orchard Centre |  | Orchard Centre Ground Floor Pre-Assessment Room (7) 114 |  |  |  |  | DB BW2 | 13
| YEAR 4 | Orchard Centre |  | Orchard centre Ophthalmology LV Swicthroom 423 | Ophthalmology (Ante Natal Unit)0 | 2023-08-24 |  | 3 | DB P | 12 | 000668 | 100%
| YEAR 5 | Orchard Centre | [6 empty] | DB P2 | 10
| YEAR 5 | Orchard Centre | [6 empty] | DB L | 25
| YEAR 4 | Orchard Centre |  | Orcahrd centre Continence Dept Comms Room 538 | Continence Dept (Old SCBU) | 2023-07-11 |  | 3 | DB1 | 36 | 000654 | 100%
| YEAR 5 | Orchard Centre | [6 empty] | DB2 | 3
| YEAR 4 | Orchard Centre |  | Orcahrd centre Continence Dept Comms Room 536 | Comms Room 536 |  |  |  | Comms DB | 3
| YEAR 5 | ECB | ECB LV Switcroom | Beacon House Ground Floor LV Cupboard | Beacon House Ground Floor | 11-Jul;-23 |  | 5 | DB1 | 26 | 0006565
| YEAR 5 | ECB |  | Beacon House Ground Floor LV Cupboard | Beacon House Ground Floor |  |  |  | DB1A | 26 |  | 100%
| YEAR 5 | ECB |  | Beacon House Floor 2 LV Cupboard | Beacon House Floor 1 |  |  |  | DB2 | 34
| YEAR 5 | ECB |  | Beacon House Floor 3 LV Cupboard | Beacon House Floor 2 |  |  |  | DB3 | 35
| YEAR 5 | ECB |  | Beacon house Plantroom | Beacon house Plantroom |  |  |  | Main Panel | 9
| YEAR 5 | Tower Block | MV room | IT Centre Main Server Room | IT Centre main Building | 2023-07-11 |  | 20 | DB2 | 12 | 0006555
| YEAR 5 | Tower Block | [6 empty] | DB3 | 7
| YEAR 5 | Tower Block | [6 empty] | DB5 | 6
| YEAR 5 | Tower Block | [6 empty] | DB6 | 4
| YEAR 5 | Tower Block | [6 empty] | DB7 | 6
| YEAR 5 | Tower Block | [6 empty] | DB8 | 6
| YEAR 5 | Tower Block | [6 empty] | DB9 | 4
| YEAR 5 | Tower Block | [6 empty] | DB10 | 6
| YEAR 5 | Tower Block | [6 empty] | DB11 | 6
| YEAR 5 | Tower Block | [6 empty] | DB12 | 6
| YEAR 5 | Tower Block | [6 empty] | DB13 | 6
| YEAR 5 | Tower Block | [6 empty] | DB14 | 6
| YEAR 5 | Tower Block | [6 empty] | DB15 | 6
| YEAR 5 | Tower Block | [6 empty] | DB16 | 6
| YEAR 5 | Tower Block | [6 empty] | DB17 | 18
| YEAR 5 | Tower Block | [6 empty] | DB18 | 18
| YEAR 5 | Tower Block | [6 empty] | DB19 | 12
| YEAR 5 | Tower Block | [6 empty] | DB20 | 10
| YEAR 5 | Tower Block | [6 empty] | DB21 | 1
| YEAR 5 | Tower Block |  | IT Centre Extrension Cupboard | IT Centre Extrension Offices |  |  |  | Extension FB4 | 6
| YEAR 5 | Redwood House | Redwood House Plantroom S9 | IT Portacabin Lobby Above Main Entrance | IT Portacabin | 2023-07-11 |  | 2 | DB1 | 16 | 000653 | 100%
| YEAR 5 | Redwood House | [6 empty] | DB2 | 3
| YEAR 5 | Redwood House | Redwood house plantroom S8/S9 | New clinical prep entrance | New clinical prep Portacabin | 2026-09-21 |  | 1 | DB1
| NEW DB |  |  | New clinical prep Kitchen | New clinical prep Portacabin | 2026-09-21 |  | 1 | DB2
| NEW DB | Tower Block | 13 Floor LV Panel 20 & 21 | Tower Block Floor 10 - LV Switchroom 147 | Floor 10 RMO - LV Switchroom FB7 | 2023-07-16 |  | 2 | DB7 | 20 | 000659
| YEAR 5 | Tower Block |  | Tower Block 9th Floor Mezzaine (Old) Ambulance Room | Ambulance Room |  |  |  | DB7A | 6
| YEAR 4 | Orchard Centre | Chestnut house LV Switch Panel | Chestnut House Floor 1 Corridor | Chestnut House Floor 1 | 2023-07-18 |  | 1 | DB3 | 12 | 000588
| YEAR 4 | Orchard Centre | Chestnut house LV Switch Panel | Chestnut House Ground Floor Post Room Cupboard Room 127 | Chestnut house Ground Floor Post Room 112 Area | 2023-10-19 |  | 1 | DB1 | 11 | 626
| YEAR 4 |  |  | Chestnut House Ground Floor IT Office Room 104 | Chestnut house Ground Floor IT Office Room 104 | 2023-10-19 |  | 1 | DB1 B Crabtree | 5 | 628
| YEAR 5 | Boilerhouse | ECA Boilerhouse LV Switchroom | Estates Offices Comms Cupboard Near Entrance | Estates Offices | 2024-01-04 |  | 1 | DB1 Lighting & Power | 18 | 700 | 100%
| YEAR 5 | TOWER BLOCK | COURT YARD PFI | Court yard cuboard in kitchen | Ground Floor | 2026-11-23 | 2021-11-23 | 6 | DB1/ESS/SM | 3
| NEW DB | [7 empty] | DB2/NE/SM | 5
[9 empty] | DB2/NE/P | 18
[9 empty] | DB1/ESS/P | 18
[9 empty] | DB1/ESS/L | 7
[9 empty] | DB2/NE/L | 3 |  |  | 100%
|  |  |  | First floor | First floor |  |  |  | DB ESSENTIAL LIGHTS | 2
[9 empty] | DB NON-ESSENTIAL LIGHTS | 2
[9 empty] | DB ESSENTIAL POWER | 13
[9 empty] | DB NON ESSENTIAL POWER | 16 |  |  | 100%
| Total | [8 empty] | 523
YEAR 1 - 2019 - 2020
YEAR 2 - 2020 - 2021
YEAR 3- 2021 - 2022
YEAR 4 - 2022 - 2023
YEAR 5 - 2023 - 2024
Note on L5: Weir Adrian: 000394
Note on L17: Weir Adrian: 0000000005
Note on L28: Weir Adrian: Originally part of 579393 until DB replaced Hewers
Note on O36: Account: HC/0295748 & HC0579602
Note on G38: Weir Adrian: 30/04/2019
Note on L38: Weir Adrian: 25565-3
Note on K83: Weir Adrian: 7
Note on K84: Weir Adrian: 3

## GRH YR5 ECB-REDWOOD
Electrical Test Inspection Schedule April 2019 - GRH
| Year | Supply Source | Panel Ref | Panel / DB Location | Ward/Department | Fixed Installation Due Date | Last Fixed Installation Test | Number of Boards / Panels | Dis Board Reference | Number of Circuits | Conditionn Reports Certificate number | Minor Works Certificate Number | Compliance %
|  | Tower Block |  | Concourse riser | Amigo shop & Operational team office | 2024-11-15 | 2019-11-15 | 1 | Concourse riser DB | 4 | 806 | N/A | 100
| YEAR 1 | Mortuary | Mortuary Substation (New) LV Switchroom | Mortuary Substation (New) LV Switchroom | Mortuary Sub Station & LV Switchroom & Phase 4b Chiller Plant room | 2024-06-25 | 2019-06-25 | 8 | Mortuary Sub station (new) LV Panel | 11 | 57857 | N/A | 100
| YEAR 1 | Mortuary | Mortuary Old LV Panel | Mortuary Old LV Switchroom |  |  |  |  | Mortuary Old LV Panel | 16
| YEAR 1 | Mortuary | Mortuary Old LV Panel | Essential Users Carpark Pillar |  |  |  |  | Carpark Lighting Pillar | 6
| YEAR 1 | Mortuary | Mortuary Old LV Panel | Mortuary Old LV Switchroom |  |  |  |  | DB/E9 | 15
| YEAR 1 | Mortuary | Mortuary Substation (New) LV Switchroom | Phase 4b Chiller Plantroom |  |  |  |  | Medical Air Switchboard | 3
| YEAR 1 | Mortuary | Mortuary Old LV Panel | Mortuary Lift Motor Room |  |  |  |  | DB Mortuary Lift Motor Shaft | 4
| YEAR 1 | Mortuary | Mortuary Old LV Panel | Mortuary Lift Motor Room |  |  |  |  | Motor Lift Isolator | 1
| YEAR 1 | Mortuary |  | Phase 4b Chiller Plantroom |  |  |  |  | Pathology Chiller C | 4
| YEAR 1 | Mortuary |  | Phase 4b Chiller Plantroom |  |  |  |  | Phase 4b Chiller CP9 | 8
| YEAR 1 | Mortuary | Mortuary Old LV Panel | Phase 4b Chiller Plantroom |  |  |  |  | DB Medical Air Drier | 4
| YEAR 5 | ECB | ECB LV Swicthroom | DB Genertor Hall | HV generator hall equipment | 2024-04-23 | 2019-04-23 | 1 | DB Genertor Hall | 10 | 57908 | N/A | 100
| YEAR 1 | Boilerhouse | Panel 29 | Panel 29 | Main Dishwasher Area | 2026-12-17 | 2021-12-17 | 1 | DB/Dish Equipment | 9 | 24523437 | N/A | 100
| YEAR 1 | Orchard Centre | OC LV Switchroom | OC LV Switchroom | Cotswold Dialysis | 2024-10-20 | 2019-10-20 | 4 | Main LV Sub DB | 13 | 57856 | 75% | 100
| YEAR 1 | Orchard Centre | OC LV Switchroom | Wotton Lodge Basement | Wotton Lodge | 2027-05-11 | 2019-04-23 | 6 | Main Panel | 4 | 57392 |  | 100
| YEAR 1 | Mortuary | X-Ray Basement Panel 26 | X-Ray Cupboard 005 MRI Control Room | X-Ray | 09/05/2019 Duplicated below |  | 3 | MCCB Board | 2 | NBS1209
| YEAR 1 | Boilerhouse | Busbar B1 & busbar S1 NEW MCCB PANELBOARD | ECA basement Cage Area | Gallery Wing Basement | 2019-06-30 |  | 1 | Busbar B1 & busbar S1 | N/A | 59185 | N/A | 100
|  | Orchard Centre | Chestnut house LV Switch Panel | Leadon House Main Foyer Cupboard | Leadon House | 2024-07-05 | 2019-07-05 | 3 | Main Panel | 4 | 59186 | N/A | 100
| YEAR 1 | Orchard Centre | Chestnut house LV Switch Panel | Leadon House Main Foyer Cupboard | Leadon House Ground Floor |  |  |  | DB1 | 38
| YEAR 1 | Orchard Centre | Chestnut house LV Switch Panel | Leadon House Floor 2 | Leadon House Floor 2 |  |  |  | DB2 | 37
| YEAR 1 | Boilerhouse | ECA Boilerhouse LV Switchroom | Estates Workshop | Estates Workshop | 2024-09-24 | 2019-09-24 | 3 | DB1 | 30 | 61719 | N/A | 100
| YEAR 1 | Boilerhouse | ECA Boilerhouse LV Switchroom | Support Services / Linen Distribution Plantroom | Support Services / Linen Distribution | 2411/2024 | 2019-09-24 | 4 | DBG1 | 22 | 000386 | N/A | 100
| YEAR 1 | Mortuary | Mortuary (Old) LV Switchroom | Medical Health Records plantroom | Medical Health Records | 2024-11-06 | 2019-11-06 | 5 | DB1 | 10 | 61723 | N/A | 100
| YEAR 1 | Mortuary | New Thetare 11-14 LV Panel | Archive Store Room NT018 | Medical Engineering | 2024-12-01 | 2019-12-01 | 6 | DB/G/E/M1 | 8 | 61721 | N/A | 100
| YEAR 1 | Mortuary | Phase 4b LV Switchroom | Pharamcy LV Cupboard Room 022c | Pharmacy | 2025-02-11 | 2020-02-11 | 1 | DBE3/N3 | 33 | 21194458 |  | 100
| YEAR 1 | Tower Block | MV Room | Floor 1 Surgical HDU LV Switchroom | Floor 1 Surgical HDU, Staff and Admin Area | 2024-11-27 | 2019-11-27 | 2 | DB3 | 26 | 71226 |  | 100
| YEAR 1 | Mortuary | Phase 4b LV Switchroom | Mortuary Plantroom A | Mortuary | 2020-01-05 |  | 6 | AHU Control panel A | 5 | 000391 | 30%
| YEAR 1 | Mortuary | PHLS LV Switchroom Panel | PHLS Ground Floor LV Cupboard 144 | PHLS Microbiology | 2025-06-24 | 2020-06-24 | 9 | DB/LP1 | 32 | 67633 | N/A | 100
| YEAR 1 | Mortuary |  | PHLS Ground Floor LV Cupboard 144 |  |  |  |  | DB/LP2 | 3
| YEAR 1 | Mortuary |  | PHLS 1st Floor LV Cupboard Room 214 |  |  |  |  | DB2 | 40
| YEAR 1 | Mortuary |  | PHLS 1st Floor LV Cupboard Room 214 |  |  |  |  | DB3 | 16
| YEAR 1 | Mortuary |  | PHLS Plantroom |  |  |  |  | PHLS LV Switchgear panel | 8
| YEAR 1 | Mortuary |  | PHLS Plantroom |  |  |  |  | DB4 | 12
| YEAR 1 | Mortuary |  | PHLS Plantroom |  |  |  |  | DB5 | 3
| YEAR 1 | Mortuary |  | PHLS Plantroom |  |  |  |  | DB5A | 4
| YEAR 1 | Mortuary | Pathology Plantroom | Pathology Plantroom CP1 | Pathology Plantroom | 2020-01-20 |  | 5 | AHU1 | 2 | 000443 | Not tetsing
| YEAR 1 | Mortuary |  | Pathology Plantroom CP1 |  |  |  |  | AHU3 | 2
| YEAR 1 | Mortuary |  | Pathology Plantroom CP1 |  |  |  |  | AHU5 | 2
| YEAR 1 | Mortuary |  | Pathology Plantroom CP1 |  |  |  |  | AHU Heating Pump | 1
| YEAR 1 | Mortuary |  | Pathology Plantroom CP1 |  |  |  |  | AHU2 | 2
| YEAR 1 | Mortuary |  | Pathology Plantroom CP1 |  |  |  |  | AHU4 | 2
| YEAR 1 | Mortuary |  | Pathology Plantroom |  |  |  |  | DBE5 | 14 | 67662 |  |  | jamie.inch@nhs.net | Edward Jenner | alison.eades@nhs.net | helen.lovell-hewitt@nhs.net |  | tracy.clarke16@nhs.net
| YEAR 1 | Mortuary |  | Pathology Ground Floor LV Cupboard Room 218 |  |  |  |  | DBE1 | 25 |  |  |  | jo.stokes@nhs.net | ghn-tr.haematology cnsteam@nhs.net
| YEAR 1 | Mortuary |  | Pathology Ground Floor LV Cupboard Room 177 |  |  |  |  | DBE3 | 36 |  |  |  | ceinwen.davies@nhs.net
| YEAR 1 | Mortuary |  | Pathology Comms Room 202 |  |  |  |  | DBE6 | 2 |  |  |  | david.ah-moye@nhs.net
| YEAR 1 | Mortuary |  | Pathology Ground Floor LV Cupboard Room 218 |  |  |  |  | DB/NE1 | 18 |  |  |  | Blood transfusin | alison.eades@nhs.net | tracy.clarke16@nhs.net | coral.jones1@nhs.net | lesley.shipway@nhs.net |  | j.goody@nhs.net
| YEAR 1 | Mortuary |  | Pathology Ground Floor LV Cupboard Room 177 |  |  |  |  | DB/NE3 | 37 |  |  |  | cliff.stephens@nhs.net
| YEAR 1 | Mortuary | Pathology Plantroom | Cyro Store | Cyro Store | 2025-06-24 | 2020-06-24 | 2 | DB8A | 6 | 67661 | N/A | 100 | sally.dibden@nhs.net
| YEAR 1 | Mortuary | External Pathology Plantroom 212 | ?? |  |  |  |  | DBE8 | 7
| YEAR 1 | Supply Source | Panel Ref | Panel / DB Location | Ward/Department | Fixed Installation Due Date |  | Number of Boards / Panels | Dis Board Reference | Number of Circuits | Conditionn Reports Certificate number
Norwood job No. 68544 | Year | Mortuary | Mortuary LV Switch Panel | Consultant Essential User Car Park | Consultant Car Park | 2020-05-12 |  | 1 | BMS Pillar | 1 | 000438 | ?????
| YEAR 2 | Tower Block | MV Room | Theatre 1 Thackeray Panel | Theatre 1 | 2025-08-01 | 2020-08-01 | 14 | DB/TH1A | 8 | 68544 | N/A | 100
| YEAR 2 | Tower Block | [6 empty] | DB/TH1B | 5
| YEAR 2 | Tower Block |  | Theatre 2 Service Cupboard | Theatre 2 |  |  |  | DB/T | 14
| YEAR 2 | Tower Block |  | Theatre 3 Thackeray Panel | Theatre 3 |  |  |  | DB/TH3A | 5
| YEAR 2 | Tower Block | [6 empty] | DB/TH3B | 9
| YEAR 2 | Tower Block |  | Theatre 4 Thackeray Panel | Theatre 4 |  |  |  | DB/TH4 | 10
| YEAR 2 | Tower Block |  | Theatre 5 Thackeray Panel | Theatre 5 |  |  |  | DB/TH5A | 4
| YEAR 2 | Tower Block | [6 empty] | DB/TH5B | 6
| YEAR 2 | Tower Block |  | Theatre 6 Thackeray Panel | Theatre 6 |  |  |  | DB/TH6A | 3
| YEAR 2 | Tower Block | [6 empty] | DB/TH6B | 7
| YEAR 2 | Tower Block |  | Theatre 7 Thackeray Panel | Theatres 7 |  |  |  | DB/TH7A | 3
| YEAR 2 | Tower Block | [6 empty] | DB/TH7B | 8
Neptunes | YEAR 2 | Mortuary | Phase 4b LV Switchroom | DSU LV Cupboard Room 292 | DSU Theatres 8 - 10 | 2025-07-23 | 2020-07-23 | 1 | DBE7 | 35 | NBS1550 |  | 100
Norwood job No. 68545 | YEAR 2 | Tower Block | MV Room | Alcoves Plantroom 014 | CSSD | 2025-07-10 | 2020-07-10 | 10 | DB Autoclaves | 6 | 68545.1 |  | 100
| YEAR 2 | Tower Block |  | CSSD Dirty Wash Up | CSSD etc |  |  |  | DBC | 15
| YEAR 2 | Tower Block |  |  | CSSD etc |  |  |  | DBC1 | 6
| YEAR 2 | Tower Block |  | Basement Corridor and Basement CSSD Plantroom | CSSD etc |  |  |  | DBE1 | 6
| YEAR 2 | Tower Block |  |  | CSSD etc |  |  |  | DBE2 | 9
| YEAR 2 | Tower Block |  |  | Basement Corridor and Basement CSSD Plantroom |  |  |  | DBE3 | 6
| YEAR 2 | Tower Block |  |  | CSSD , Ultrasound, Ground floor lights etc |  |  |  | DBG1 | 21
| YEAR 2 | Tower Block |  |  | Ultrasound, Power ground Floor |  |  |  | DBG3 | 31
| YEAR 2 | Tower Block |  | CSSD Near Autoclaves | CSSD |  |  |  | DBG4 | 21
| YEAR 2 | Tower Block |  | CSSD Staff Room 004 | CSSD Area |  |  |  | DBE4 | 16
| YEAR 2 | Tower Block |  | Basement Corridor and Basement CSSD Plantroom | Panel 24 & 24C |  |  | 2 | Panel 24 & 24C | 10
| YEAR 2 | Tower Block |  | Ultrasound Rexception | Ultrasound |  |  | 3 | DB Ultrasound | 1
| YEAR 2 | Tower Block |  | Ultrasound Waiting area |  |  |  |  | NMDB | 4
| YEAR 2 | Tower Block |  | Ultrasound Office Room 093 |  |  |  |  | DB U5 | 4
| YEAR 2 | Tower Block |  | CSSD Basement Calorifier Olantroom | CSSD Plantroom |  |  |  | Heating CP CSSD | 3
Neptunes | YEAR 2 | Mortuary | Phase 4b LV Switchroom | DSU LV Cupboard Room 239a | Phase 4b & DSU area | 2025-09-09 | 2020-09-09 | 2 | DBE6 | 54 | NBS227 |  | 100
Norwood job No. 68545 |  | Mortuary | Phase 4b LV Switchroom | Phase 4b LV Switchroom |  | 2025-09-01 | 2020-09-01 | 5 | DBE1 | 12 | 68545.3 |  | 100
| YEAR 2 | Mortuary | Phase 4b LV Switchroom | DSU Top of Stairs Comms Room 306 (Theatre plantroom 2) |  |  | 2020-09-01 |  | DBE8 | 15 |  |  |  | Replaced by Hewer 27/02/21
| YEAR 2 | Mortuary | Phase 4b LV Switchroom | Phase 4b LV Switchroom |  |  | 2020-09-01 |  | DBN1 | 10
| YEAR 2 | Mortuary | Phase 4b LV Switchroom | DSU Theatre Plantroom 2 (302) |  |  | 2020-09-01 |  | DB Day Surgery Plant Room | 11
| YEAR 2 | Mortuary | Phase 4b LV Switchroom | DSU Lift Plant Room 303 |  |  | 2020-09-01 |  | Lift Shaft DB | 5
| YEAR 2 | Mortuary | Phase 4b LV Switchroom | Pump Plant Room 010 (Pete old plantroom) |  |  |  |  | Pump Control Panel | 14
| YEAR 2 | Mortuary | Basement LV Switchroom (034) Panel 26 | X-Ray Room 8 | X-Ray Room 8 | 2025-09-28 | 2020-09-28 | 19 | DB X-Ray 8 | 8 | 68545.2 |  | 100
| YEAR 2 | Mortuary |  | X-Ray Room 8 | X-Ray Room 8 |  |  |  | X-Ray 8 | 7
| YEAR 2 | Mortuary |  | X-Ray LV Cupboard 111 | X-Ray Area |  |  |  | DB27E/F1 | 16 |  |  | 100
| YEAR 2 | Mortuary | [6 empty] | DB27NE/F2 | 26
| YEAR 2 | Mortuary | [6 empty] | DBNE/F3 | 6
| YEAR 2 | Tower Block | [6 empty] | DB27/E1 | 23
|  | Mortuary |  | X-Ray LV Cupboard 112 | X-Ray Area |  |  |  | DB28E/F1 | 12
| YEAR 2 | Mortuary | [6 empty] | DB28NE/F2 | 21
| YEAR 2 | Mortuary | [6 empty] | DB28NE/F3 | 10
| YEAR 2 | Tower Block | [6 empty] | DB28/E1 | 28
|  | Mortuary |  | X-Ray CTA Prep room 010 | X-Ray CTA Prep room 010 |  |  |  | DB/CTA | 11
| YEAR 2 | Mortuary |  | General X-Ray Room 007 | General X-Ray Room 007 |  |  |  | X-Ray General B | 3
| YEAR 2 | Mortuary |  | X-Ray LV Cupboard Room 106 | Wait Area 4 |  |  |  | DB/Wait Area 4 | 2 |  |  |  | DB removed during refurb
| YEAR 2 | Mortuary | Panel 26A | Basement Panel LV Switchroom 034 | X-Ray |  |  |  | Panel 26A | 6
| YEAR 2 | Mortuary | Panel 26E/NE | [5 empty] | Panel 26E/NE | 11
| YEAR 2 | Tower Block | Panel 27A | X-Ray LV Cupboard Room 111 |  |  |  |  | Panel 27A | 0
| YEAR 2 | Mortuary | Panel 27E | [5 empty] | Panel 27E | 2
| YEAR 2 | Mortuary | Panel 27NE | [5 empty] | Panel 27NE | 1
| YEAR 2 | Tower Block | Panel 28A | X-Ray LV Cupboard Room 112 |  |  |  |  | Panel 28A | 5
| YEAR 2 | Mortuary | Panel 28E | [5 empty] | Panel 28E | 3
| YEAR 2 | Mortuary | Panel 28NE | [5 empty] | Panel 28NE | 1
| YEAR 2 | Mortuary | X-Ray Basement Panel 26 | X-Ray Cupboard 005 MRI Control Room | X-Ray MRI |  |  | 6 | MCCB Board | 4
Neptunes | YEAR 1 | Tower Block | Panel 28A | X-Ray Plantroom 105f CTD & CTE | X-Ray CTD & CTE Plantroom & CTC | 2024-04-04 | 2019-04-04 | 1 | DB CT1 | 33 | NBS1509 |  | 100
Norwood job No. 68545 |  | Mortuary | Phase 4b LV Switchroom | CID Cupboard 034 | Nuclear Medicine (Old CID) Lung Function, Bone Density, Clinical Neurophysiology and Nuclear Medicine | 2025-09-01 | 2020-09-01 | 3 | CID DeDicated | 3 | 000433 60% |  | 100
| YEAR 2 | Mortuary | [6 empty] | DBE2 | 48
| YEAR 2 | Mortuary | [6 empty] | DBN2 | 13
Norwood job No. 68545 | YEAR 2 | Boilerhouse | ECA Boilerhouse LV Switchroom | Multi Storey car park Pillar - Indigo | Multi Storey car park | 2025-09-01 | 2020-09-01 | 1 | Multi Storey car park Pillar | 1 | 68545.3 |  | 100
Didn’t test on above job No. | YEAR 2 | Orchard Centre | Chestnut house LV Switch Panel | Gravel Car Park (Beacon hse) - Indigo | Gravel Car Park (Beacon hse) | 2027-09-26 |  | 1 | Gravel Car Park (Beacon hse) Barrier | 1 | 000434 | ????
Norwood Job No. 68546 | YEAR 2 | Tower Block | MV Room | Ward 7a LV Cupboard | Floor 7 Ward 7a | 2020-10-15 |  | 2 | DB13/North/E | 26 | 000490
| YEAR 2 | Tower Block | [6 empty] | DB/13/North/NE | 23
| YEAR 2 | Tower Block | MV Room |  | Island Plant room | 2024-11-08 | 2019-11-08 | 1 | NP/DB | 4 | 000461 |  | 100
| YEAR 2 | Tower Block | [6 empty] | DB/17/North/E | 25
Norwood job No. 68548 | YEAR 2 | Tower Block | MV Room | Ward 7b LV Cupboard | Floor 7 Ward 7b | 2027-12-08 |  | 3 | DB/14/South/E | 25 | 000491
| YEAR 2 | Tower Block | [6 empty] | DB/14/South/NE | 29
| YEAR 2 | Tower Block |  | Ward 7B Water Treatment Plant Room |  |  |  |  | WT Plant DB | 2
| YEAR 2 | Tower Block | MV Room | Ward 6a LV Cupboard | Floor 6 Ward 6a | 2027-12-08 |  | 2 | DB11/North/E | 29 | 000498
| YEAR 2 | Tower Block | [6 empty] | DB11/North/NE | 23
Norwood job No. 68550 | YEAR 2 | Mortuary | Mortuary Substation (New) LV Switchroom | New theatres 11-14 & Plant Room 3 Comms Room | New theatres 11-14 & Plant Room | 2025-11-28 | 2020-11-28 | 12 | Data Room DB | 3 | 68850 | N/A | Satisfactory
| YEAR 2 | Mortuary |  | New Theatre 11-14 Sterile Store Room |  |  |  |  | DB/1/E/L1 | 27
| YEAR 2 | Mortuary |  | New Theatre 11-14 Sterile Store Room |  |  |  |  | DB/1/E/P1 | 23
| YEAR 2 | Mortuary |  | New Theatre 11-14 Sterile Store Room |  |  |  |  | DB Thetares Operations Lights | 4
| YEAR 2 | Mortuary |  | New theatres 11-14 & Plant Room 3 |  |  |  |  | DB/2/E/EL1 | 6
| YEAR 2 | Mortuary |  | New theatres 11-14 & Plant Room 3 |  |  |  |  | DB/2/E/LP1 | 9
| YEAR 2 | Mortuary |  | New theatres 11-14 & Plant Room 3 |  |  |  |  | DB/2/E/M2 | 14
| YEAR 2 | Mortuary |  | New theatres 11-14 & Plant Room 3 |  |  |  |  | Ground Floor / Plant | 19
| YEAR 2 | Mortuary |  | New theatres 11-14 & Plant Room 3 |  |  |  |  | IPS Theatre 12 | 9
| YEAR 2 | Mortuary |  | New theatres 11-14 & Plant Room 3 |  |  |  |  | IPS Theatre 13 | 9
| YEAR 2 | Mortuary |  | New theatres 11-14 & Plant Room 3 |  |  |  |  | IPS Theatre 11 | 9
| YEAR 2 | Mortuary |  | New theatres 11-14 & Plant Room 3 |  |  |  |  | IPS Theatre 14 | 9
| YEAR 2 | Mortuary |  | New theatres 11-14 & Plant Room 3 |  |  |  |  | New Theatre Switchboard Panel B | 11
| YEAR 2 | Mortuary |  | New theatres 11-14 & Plant Room 3 |  |  |  |  | New Theatre Switchboard Panel A | 9
| YEAR 2 | Mortuary |  | New theatres 11-14 & Plant Room 3 |  |  |  |  | Mech Panel CP1 | 5 | Not required
| YEAR 2 | Mortuary |  | New theatres 11-14 & Plant Room 3 | Theatre 11 |  |  |  | Theatre 11 AHU | 4 | Not required
| YEAR 2 | Mortuary |  | New theatres 11-14 & Plant Room 3 | Theatre 12 |  |  |  | Theatre 12 AHU | 4 | Not required
| YEAR 2 | Mortuary |  | New theatres 11-14 & Plant Room 3 | Theatre 13 |  |  |  | Theatre 13 AHU | 4 | Not required
| YEAR 2 | Mortuary |  | New theatres 11-14 & Plant Room 3 | Theatre 14 |  |  |  | Theatre 14 AHU | 4 | Not required
Norwood job No. 68551 | YEAR 2 | Tower Block | MV Room | Ward 9b LV Cupboard | Floor 9 ward 9b | 2027-03-02 |  | 2 | DB/18/South/NE | 19 | 000462
|  | Tower Block | MV Room | Ward 8a LV Cupboard | Floor 8 Ward 8a | 2027-03-08 |  | 2 | DB/15/North/E | 29 | 000488
Norwood job no. 68552 |  | Tower Block | MV Room | Floor 9 Ward 9b Cleaner Store | Floor 7 / 8 & 9 | 2027-03-08 |  | 3 | DB Floor 7/8/9 | 22 | 000489
| YEAR 2 | Tower Block |  | Ward 8b LV Cupboard | Floor 8 Ward 8b |  |  |  | DB/16/South/E | 28
| YEAR 2 | Tower Block | [6 empty] | DB/16/South/NE | 17
| YEAR 2 | Supply Source | Panel Ref | Panel / DB Location | Ward/Department | Fixed Installation Due Date |  | Number of Boards / Panels | Dis Board Reference | Number of Circuits | Conditionn Reports Certificate number
| Year | Tower Block | MV Room | Ward 6b LV Cupboard | Floor 6 Ward 6b | 2027-12-08 |  | 2 | DB/12/South/E | 29 | 56589
| YEAR 3 | Tower Block | [6 empty] | DB/12/South/NE | 16
| YEAR 3 | Tower Block | MV Room | Ward 5a LV Cupboard | Floor 5 Ward 5a | 2027-03-01 | 2022-03-02 | 2 | DB9/North/E | 27 | 86539 |  | Unsatisfactory
| YEAR 3 | Tower Block | [6 empty] | DB9/North/NE | 23
| YEAR 3 | Tower Block | MV Room | Ward 5b LV Cupboard | Floor 5 Ward 5b | 2027-03-01 |  | 3 | DB10/South/E | 29 | 86539
| YEAR 3 | Tower Block | [6 empty] | Db10/South/NE | 25
| YEAR 3 | Tower Block |  | Ward 5b Clinic Quiet Room |  |  |  |  | DB4 Liftlobby | 23
| YEAR 3 | Tower Block | MV Room | Ward 4a LV Cupboard | Floor 4 Ward 4a | 23/011/2027 |  | 2 | DB7/North/E | 30 | 93345
| YEAR 3 | Tower Block | [6 empty] | DB7/North/NE | 24
| YEAR 3 | Tower Block | MV Room | Ward 4b LV Cupboard | Floor 4 Ward 4b | 2027-11-23 |  | 2 | DB8/South/E | 27 | 93345
| YEAR 3 | Tower Block | [6 empty] | DB8/South/NE | 18
| YEAR 3 | Tower Block | MV Room | Ward 3a LV Cupboard | Floor 3 Ward 3a | 2027-03-02 |  | 2 | DB5/North/E | 29 | 86539
| YEAR 3 | Tower Block |  |  |  |  | 2022-03-02 |  | DB5/North/NE | 20
| YEAR 3 | Tower Block | MV Room | Ward 3b LV Cupboard | Floor 3 Ward 3b | 2027-03-02 |  | 2 | DB6/South/E | 29 | 86539
| YEAR 3 | Tower Block | [6 empty] | DB6/South/NE | 22
| YEAR 3 | Tower Block | MV Room | Ward 2a LV Cupboard | Floor 2 Ward 2a | 2027-03-02 |  | 2 | DB3/North/E | 29 | 86539
| YEAR 3 | Tower Block | [6 empty] | DB3/North/NE | 25
| YEAR 3 | Tower Block | MV Room | Ward 2b LV Cupboard | Floor 2 Ward 2b | 2027-03-02 |  | 2 | DBF1 | 28 | 86539
| YEAR 3 | Tower Block | [6 empty] | DBF2 | 34
| YEAR 3 | Tower Block | MV Room | Ward 2b Entrance Cupboard | Floor 2 Ward 2b | 2027-03-02 |  | 1 | DBF4 Lift Core | 23
| YEAR 3 | Tower Block | MV Room | DCC LV Switchroom | Floor 1 DCC Ward 1a DCC | 2027-03-02 |  | 3 | DB1 | 11 | 86539
| YEAR 3 | Tower Block | [6 empty] | DB2 | 39
| YEAR 3 | Tower Block | [6 empty] | DBCL | 22
| YEAR 3 | Tower Block | MV Room | Floor 1 Surgical HDU LV Switchroom | Floor 1 Surgical HDU, Staff and Admin Area | 2027-03-02 |  | 2 | DB3 | 26 | 86539
| YEAR 3 | Tower Block | [6 empty] | DB4 | 20
| YEAR 3 | Tower Block | MV Room | Piped Piper | General Areas Ground Floor - Piped Piper | 2027-11-27 |  | 1 | PPDB | 5 | 93349
| YEAR 3 | Tower Block | MV Room | Mental Health Liason Team (MHLT) | General Areas Ground Floor - MHLT | 2027-11-24 |  | 2 | DB/AC | 6 | 93349
| YEAR 3 | Tower Block | [6 empty] | DB/HD1 | 14
| YEAR 3 | Tower Block |  | Switchboard | Switchboard | 2027-11-27 | 2020-11-11 | 1 | SB Managers Office DB | 3 | 93349 |  | 100
| YEAR 3 | Tower Block | MV Room | Chapel Office | General Areas Ground Floor - Chapel | 2027-11-27 | 2019-12-15 | 1 | DB1 | 11 | 93349 | N/A | 100
| YEAR 3 | Tower Block | MV Room | Shop Office | General Areas Ground Floor - Amigo Shop | 2027-01-13 | 2022-01-13 | 1 | DB1 | 38 | 000538
| YEAR 3 | Tower Block | MV Room | Ground Floor - MV Room | General Areas - Basement and Ground Floor | 2021-05-20 |  | 4 | DBG1 | 18 | 000539
| YEAR 3 | Tower Block | [6 empty] | DBG2 | 15
| YEAR 3 | Tower Block | [6 empty] | DBG2A | 5
| YEAR 3 | Tower Block | [6 empty] | DBE | 29
| YEAR 3 | Boilerhose ECA | Panel 23 | Old Chiller Plant Room | General Areas Basement - Old Chiller Plant Room | 2027-12-08 | 2022-12-08 | 3 | FB23 | 12 | 93349
| YEAR 3 | Boilerhose ECA | [6 empty] | DB Local | 20
| YEAR 3 | Boilerhose ECA | [6 empty] | VEP/DB2 | 14
| YEAR 3 | Mortuary | Pathology Plantroom | Pathology - 1st Floor LV Cupboard Room 224 | Pathology - 1st Floor Bacteriology | 2027-12-21 |  | 2 | DBE2 | 17 | 93525
| YEAR 3 | Mortuary | [6 empty] | DBNE2 | 19
| YEAR 3 | Mortuary | Pathology Plantroom | Pathology - 1st Floor LV Cupboard Room 229 | Pathology - 1st Floor Bacteriology |  |  | 1 | DBE4 | 32
| YEAR 3 | Boilerhouse ECA | Womens Centre | Ground Floor WSR LV Cupboard Room ADM0056 | Ground Floor - Admin Department | 2027-12-21 |  | 5 | DBG3L | 18 | 93532
| YEAR 3 | Boilerhouse ECA | [6 empty] | DBG3P | 27
| YEAR 3 | Boilerhouse ECA | [6 empty] | DBG4L | 31
| YEAR 3 | Boilerhouse ECA | [6 empty] | DBG4P | 22
| YEAR 3 | Boilerhouse ECA | [6 empty] | MCCDB03 | 3
| YEAR 3 | Orchard Centre | Severn Dialysis | Severn Dialysis Kitchen | Severn Dialysis | 2027-12-20 |  | 5 | DB1 | 49 | 93539 | 100%
| YEAR 3 | Orchard Centre |  | Severn Dialysis LV Cupboard |  |  |  |  | DB MD1 | 8
| YEAR 3 | Orchard Centre |  | Severn Dialysis Room RD001-08 |  |  |  |  | DB2 | 21
| YEAR 3 | Orchard Centre |  | Severn Dialysis LV Cupboard |  |  |  |  | DB3 | 18
| YEAR 3 | Orchard Centre |  | Water Treatment Room |  |  |  |  | DB4 | 5
| YEAR 3 | Orchard Centre | Chestnut house LV Switch Panel |  | Hope House | 2022-01-01 |  | PCT Complete |  | PCT Complete | PCT Complete
| YEAR 3 | Boilerhouse ECA | Womens Centre | Ground Floor - Gynae O/P & Ante Natal | Ground Floor - Gynae O/P & Ante Natal | 2027-12-21 |  | 5 | DBGL1 | 30 | 93532 | 100%
| YEAR 3 | Boilerhouse ECA | [6 empty] | DBG1P | 32
|  | Boilerhouse ECA | [6 empty] | DBG2L | 22
|  | Boilerhouse ECA | [6 empty] | DBG2P | 34
|  | Boilerhouse ECA | [6 empty] | MCC04 | 2
|  | Boilerhouse ECA | Womens Centre | WSR 1st Floor Obs LV Switchroom 1104 | 1st Floor Delivery Suite & Obstetric Theatres | 2027-12-16 |  | 4 | DB13L | 26 | 000556
| YEAR 3 | Boilerhouse ECA | [6 empty] | DB13P | 26
| YEAR 3 | Boilerhouse ECA | [6 empty] | DB14L | 20
| YEAR 3 | Boilerhouse ECA | [6 empty] | DB14P | 36
| YEAR 3 | Boilerhouse ECA | Womens Centre | WSR 1st Floor Neonatal LV Switchroom 1022 | 1st floor Neo Natal | 2027-12-16 |  | 5 | DB11L | 26 | 93535
| YEAR 3 | Boilerhouse ECA | [6 empty] | DB12L | 11
| YEAR 3 | Boilerhouse ECA |  |  |  |  | 2022-12-16 |  | DB12P | 32
| YEAR 3 | Boilerhouse ECA | [6 empty] | DBG11P | 41
| YEAR 3 | Boilerhouse ECA |  | WSR 1st floor NeonataL it/ Hub Room 1030 |  |  |  |  | IT/Hub DB | 3
| YEAR 3 | Boilerhouse ECA | Womens Centre | WSR 2nd Floor Maternity & Birth Unit LV Switchroom | WSR 2nd Floor Maternity & Birth Unit | 2028-01-25 |  | 7 | DB21L | 32 | 93540.1
| YEAR 3 | Boilerhouse ECA | [6 empty] | DB22L | 41
| YEAR 3 | Boilerhouse ECA | [6 empty] | DB22P | 51
| YEAR 3 | Boilerhouse ECA |  |  |  |  | 2023-01-25 |  | DB23L and P | 19
| YEAR 3 | Boilerhouse ECA | [6 empty] | DBG21P | 45
| YEAR 3 | Boilerhouse ECA | [6 empty] | MCCBD02 | 8
| YEAR 4 | Boilerhouse ECA | [6 empty] | MCCDB1 | 13
| YEAR 5 | Tower Block | MV Room | Theatre Plant rooms (1) 1 - 7 | Theatre Plant rooms (1) 1 - 7 | 2022-03-24 |  | 6 | DB4B | 33 | 000566 | 90%
| YEAR 3 | Tower Block | [6 empty] | DBE1 | 34
| YEAR 3 | Tower Block | [6 empty] | DBE2 | 29
| YEAR 3 | Tower Block | [6 empty] | DB LMR | 5
| YEAR 3 | Tower Block | [6 empty] | Fuseboard P Plant | 10
| YEAR 3 | Tower Block | MV Room | Theatre Plant rooms (1) 1 - 7 | Theatre Plant rooms (1) 1 - 7 | 2026-04-22 | 2021-05-06 | 1 | FB5 Theatre Battery | 15 | NBS283 |  | 100
| YEAR 3 | Supply Source | Panel Ref | Panel / DB Location | Ward/Department | Fixed Installation Due Date |  | Number of Boards / Panels | Dis Board Reference | Number of Circuits | Conditionn Reports Certificate number
| Year | Orchard Centre | OC LV Switchroom | Little Oaks Nursery Cupbaord Room 011 | Little Oaks Nursery (Creche) | 2028-10-27 |  | 2 | DB1 | 23 | 000585 | 100%
| YEAR 4 | Orchard Centre | [6 empty] | DB2 Heaters | 6
| YEAR 5 | ECB | ECB LV Switchroom | ECB Ground Floor LV Switcroom | ECB | 2028-04-21 | 2023-04-21 | 7 | DBG1 | 28 | 97037
| YEAR 5 | ECB | [6 empty] | DBG2 | 6
| YEAR 5 | ECB | [6 empty] | DBG3 | 5
| YEAR 5 | ECB |  | ECB 1st Floor |  |  |  |  | DBF1 | 19
| YEAR 5 | ECB |  | External ECB VIE Compound |  |  |  |  | DB VIE | 3
| YEAR 5 | ECB |  | ECB HV Generator Hall |  | 2024-04-23 | 2019-04-23 |  | Gen Hall DB | 10 | 57908
| YEAR 5 | ECB |  | External PFI Workshop |  |  |  |  | DB FM Pillar | 5
| YEAR 4 | Boilerhouse ECA | ECA Boilerhouse LV Switchroom | External Wall Chemical Store | ECA | 2026-03-22 | 2021-03-22 | 1 | Chemical Store DB | 6 | ICN18C 22999367 |  | 100
| YEAR 4 | Boilerhouse ECA |  | Waste Yard Outside Rear Of Chemical Store | ECA | 2028-04-28 | 2023-04-04 | 12 | Compactor DB | 7 | NBS1715 |  |  | Changed DB Neptunes 2023
| YEAR 4 | Boilerhouse ECA |  | Waste Yard Outside Rear Of Medical Gas Cylinder Store | Waste Yard Medical Gas Cylinder Store | 2028-04-26 | 2023-04-26 |  | Medical GasCylinder Store DB | 2 | 97038
| YEAR 4 | Boilerhouse ECA |  | Medi Gas Compond | Medi Gas Compond |  |  |  | DB VIE | 4
| YEAR 4 | Boilerhouse ECA |  | Waste Yard Warehouse | ECA |  |  |  | DB10 | 12
| YEAR 4 | Boilerhouse ECA |  | Waste Yard Lift Motor Room | Waste Yard Lift |  |  |  | DBA | 11
| YEAR 4 | Boilerhouse ECA |  | ECA 1st Floor | ECA |  |  |  | DB1A | 24
| YEAR 4 | Boilerhouse ECA |  | Gardeners Hut | Gardeners Hut |  |  |  | Gardeners Hut DB | 3
| YEAR 4 | Boilerhouse ECA |  | ECA Boiler Area Basement Floor | ECA Boiler Area Basement Floor | 2026-04-19 | 2021-04-19 |  | DB Incinerator | 13 | NBS249 |  | 100
| YEAR 4 | Boilerhouse ECA |  | ECA Boiler Area Basement Floor | ECA Boiler Area Basement Floor | 2026-04-26 | 2021-04-26 |  | DB B | 5 | NBS248 |  | 100
| YEAR 4 | Boilerhouse ECA |  | Waste Yard Nitrous Oxide Store | Waste Yard Nitrous Oxide Store | 2028-04-28 | 2023-04-28 |  | DB VIE CCT1 | 2 | 97038
| YEAR 4 | Boilerhouse ECA |  | Waste Yard Warehouse | ECA |  |  |  | Waste Yard DB | 9
| YEAR 4 | Boilerhouse ECA |  | Waste Yard Warehouse | Boiler No. 4 Supply |  |  |  | Switch Fuse Panel A | 1
| YEAR 4 | Boilerhouse ECA |  | Waste Yard Warehouse | Boiler No. 3 Supply |  |  |  | Switch Fuse Panel B | 1
| YEAR 4 | Boilerhouse ECA |  | Waste Yard Warehouse | Boiler No. 2 Supply |  |  |  | Switch Fuse Panel C | 1
| YEAR 4 | Boilerhouse ECA |  | Gallery Basement (LV room 059) | ECA Basement Floor Area | 2026-01-13 | 2021-01-13 | 1 | DBB | 10 | NBS234 |  | 100
| YEAR 4 | Tower Block | MV Room | Prayer Room 1 Electrical Riser | Prayer Rooms | 2028-05-03 | 2023-05-03 | 2 | DB1 | 6 | 97040
| YEAR 4 | Tower Block |  | Anaesthesia Department LV Cupboard | General Areas Ground Floor - Anaesthetic Area |  |  |  | FB2 | 38
| YEAR 4 | Tower Block | Floor 11 panel 22A, 22B, 22C & 22D | Tower Block Lift Motor Room Floor 11 | Floor 11 - Lift Motor General Area | 2028-05-03 | 2023-05-03 | 1 | DB22E | 12 | 97040 |  | 100
| YEAR 4 | Tower Block | Floor 10 LV Panel 20 & 21 | Tower Block Floor 10 LV Switchroom 1141 | Floor 10 LV Cupboard FB8 (RMO) |  |  | 1 | FB8 | 22
| YEAR 4 | Tower Block | Floor 10 LV Panel 20 & 21 | Tower Block Floor 10 LV Switchroom 1141 | Floor 10 LV Cupboard FB8B - General Area |  |  | 1 | FB8B | 3
| YEAR 4 | Tower Block | Floor 12 LV Panel 20 & 21 | Floor 10 DB8B room 1107 (RMO Consumer unit No.13 | Floor 10 DB8B General Area |  |  | 1 | DB8A | 7
| YEAR 4 | Tower Block | MV Room | Floor 2 Ward 2a Spinal Injuries Unit | Floor 2 Ward 2a Spinal Injuries Unit | 2022-12-19 |  | 1 | DB1 | 15 | 000437
| YEAR 5 | Redwood House | Redwood House / Clinical Academy Plantroom | Redwood Plantroom 114 | Redwood House | 2028-09-22 |  | 6 | A/C & Coffee DB | 4 | 000632 | 100%
| YEAR 5 | Redwood House | [6 empty] | AC DB | 8
| YEAR 5 | Redwood House | [6 empty] | DB7 | 24
| YEAR 5 | Redwood House | [6 empty] | DB7A | 30
| YEAR 5 | Redwood House |  | Redwood Floor 1 LV Cupbard Room 205 |  |  |  |  | FB8 | 29
| YEAR 5 | Redwood House |  | Redwood Kitchen 113 |  |  |  |  | HotCupboard DB | 1
| YEAR 5 | Redwood House |  | Redwood Plantrrom 114 |  |  |  |  | Switch Fuse S1 | 1
| YEAR 5 | Redwood House | [6 empty] | Switch Fuse S2 | 1
| YEAR 5 | Redwood House | [6 empty] | Switch Fuse S3 | 1
| YEAR 5 | Redwood House |  | Redwood House Lift Motor Room 226 | Clinical Academy |  |  | 5 | Lift Motor DB | 4
| YEAR 5 | Redwood House |  | Clinical Academy Cleaners Cupboard Floor 2 Room 239 |  |  |  |  | DB2 | 33
| YEAR 5 | Redwood House |  | Clinical Academy Plantroom / LV Switcroom 129 |  |  |  |  | DB1 | 31
| YEAR 5 | Redwood House | [6 empty] | DB3 | 24
| YEAR 5 | Redwood House | [6 empty] | MCCB | 7
| YEAR 4 | Orchard Centre | Chestnut house LV Switch Panel | Chestnut House Ground Floor Corridor | Chestnut house Ground Floor Corridor | 2023-03-29 |  | 1 | DBL1 | 20 | 000555
| YEAR 4 | Supply Source | Panel Ref | Panel / DB Location | Ward/Department | Fixed Installation Due Date |  | Number of Boards / Panels | Dis Board Reference | Number of Circuits | Conditionn Reports Certificate number
| Year | Orchard Centre | Orchard Centre Basement | Orchard Centre DSU Room 031 | Day surgery (Old Delivery Suite) | 2023-08-08 |  | 2 | DB Non-Essential | 21 | 0000669
| YEAR 5 | Orchard Centre | [6 empty] | DB-Essential | 35
| YEAR 5 | Orchard Centre |  | Orchard centre Lift Motor Plantroom | 1st Floor lift Motor |  |  | 1 | DBF29A | 6
| YEAR 5 | Orchard Centre |  | External Orchard Centre Medical Gas Compressor Plantroom | External Orchard Centre Medical Gas Compressor Plantroom |  |  | 1 | Plantroom DB | 10
| YEAR 5 | Orchard Centre |  | Orchard Centre Floor 1 Diabetic Eye Screening | Diabetic Eye Screening (Lambourne Ward) |  |  | 2 | DB1 | 24 | 000666 | 100%
| YEAR 5 | Orchard Centre |  | Orchard Centre Floor 1 Diabetic Eye Screening Kitchen |  |  |  |  | DB2 | 13
| YEAR 5 | Orchard Centre |  | Orchard Centre Ground Floor Pre-Assessment Room 142 | Pre-Assessment (Blaisdon ward) |  |  | 2 | DB BW | 31 | 000667 | 100%
| YEAR 5 | Orchard Centre |  | Orchard Centre Ground Floor Pre-Assessment Room (7) 114 |  |  |  |  | DB BW2 | 13
| YEAR 5 | Orchard Centre |  | Orchard centre Ophthalmology LV Swicthroom 423 | Ophthalmology (Ante Natal Unit)0 | 2023-08-24 |  | 3 | DB P | 12 | 000668 | 100%
| YEAR 5 | Orchard Centre | [6 empty] | DB P2 | 10
| YEAR 5 | Orchard Centre | [6 empty] | DB L | 25
| YEAR 5 | Orchard Centre |  | Orcahrd centre Continence Dept Comms Room 538 | Continence Dept (Old SCBU) | 2023-07-11 |  | 3 | DB1 | 36 | 000654 | 100%
| YEAR 5 | Orchard Centre | [6 empty] | DB2 | 3
| YEAR 5 | Orchard Centre |  | Orcahrd centre Continence Dept Comms Room 536 | Comms Room 536 |  |  |  | Comms DB | 3
| YEAR 5 | ECB | ECB LV Switcroom | Beacon House Ground Floor LV Cupboard | Beacon House Ground Floor | 11-Jul;-23 |  | 5 | DB1 | 26 | 0006565
| YEAR 5 | ECB |  | Beacon House Ground Floor LV Cupboard | Beacon House Ground Floor |  |  |  | DB1A | 26 |  | 100%
| YEAR 5 | ECB |  | Beacon House Floor 2 LV Cupboard | Beacon House Floor 1 |  |  |  | DB2 | 34
| YEAR 5 | ECB |  | Beacon House Floor 3 LV Cupboard | Beacon House Floor 2 |  |  |  | DB3 | 35
| YEAR 5 | ECB |  | Beacon house Plantroom | Beacon house Plantroom |  |  |  | Main Panel | 9
| YEAR 5 | Tower Block | MV room | IT Centre Main Server Room | IT Centre main Building | 2023-07-11 |  | 20 | DB2 | 12 | 0006555
| YEAR 5 | Tower Block | [6 empty] | DB3 | 7
| YEAR 5 | Tower Block | [6 empty] | DB5 | 6
| YEAR 5 | Tower Block | [6 empty] | DB6 | 4
| YEAR 5 | Tower Block | [6 empty] | DB7 | 6
| YEAR 5 | Tower Block | [6 empty] | DB8 | 6
| YEAR 5 | Tower Block | [6 empty] | DB9 | 4
| YEAR 5 | Tower Block | [6 empty] | DB10 | 6
| YEAR 5 | Tower Block | [6 empty] | DB11 | 6
| YEAR 5 | Tower Block | [6 empty] | DB12 | 6
| YEAR 5 | Tower Block | [6 empty] | DB13 | 6
| YEAR 5 | Tower Block | [6 empty] | DB14 | 6
| YEAR 5 | Tower Block | [6 empty] | DB15 | 6
| YEAR 5 | Tower Block | [6 empty] | DB16 | 6
| YEAR 5 | Tower Block | [6 empty] | DB17 | 18
| YEAR 5 | Tower Block | [6 empty] | DB18 | 18
| YEAR 5 | Tower Block | [6 empty] | DB19 | 12
| YEAR 5 | Tower Block | [6 empty] | DB20 | 10
| YEAR 5 | Tower Block | [6 empty] | DB21 | 1
| YEAR 5 | Tower Block |  | IT Centre Extrension Cupboard | IT Centre Extrension Offices |  |  |  | Extension FB4 | 6
| YEAR 5 | Redwood House | Redwood House Plantroom S9 | IT Portacabin Lobby Above Main Entrance | IT Portacabin | 2023-07-11 |  | 2 | DB1 | 16 | 000653 | 100%
| YEAR 5 | Redwood House | [6 empty] | DB2 | 3
| YEAR 5 | Redwood House | Redwood house plantroom S8/S9 | New clinical prep entrance | New clinical prep Portacabin | 2026-09-21 |  | 1 | DB1 | 17
| NEW DB | Tower Block | 13 Floor LV Panel 20 & 21 | Tower Block Floor 10 - LV Switchroom 147 | Floor 10 RMO - LV Switchroom FB7 | 2023-07-16 |  | 2 | DB7 | 20 | 000659
| YEAR 5 | Tower Block |  | Tower Block 9th Floor Mezzaine (Old) Ambulance Room | Ambulance Room |  |  |  | DB7A | 6
| YEAR 5 | Orchard Centre | Chestnut house LV Switch Panel | Chestnut House Floor 1 Corridor | Chestnut House Floor 1 | 2023-07-18 |  | 1 | DB3 | 12 | 000588
| YEAR 5 | Orchard Centre | Chestnut house LV Switch Panel | Chestnut House Ground Floor Post Room Cupboard Room 127 | Chestnut house Ground Floor Post Room 112 Area | 2023-10-19 |  | 1 | DB1 | 11 | 626
| YEAR 5 | Boilerhouse | ECA Boilerhouse LV Switchroom | Estates Offices Comms Cupboard Near Entrance | Estates Offices | 2024-01-04 |  | 1 | DB1 Lighting & Power | 18 | 700 | 100%
| YEAR 5 | TOWER BLOCK | COURT YARD PFI | Court yard cuboard in kitchen | Ground Floor | 2026-11-23 | 2021-11-23 | 6 | DB1/ESS/SM | 3
| Total | [8 empty] | 450
YEAR 1 - 2019 - 2020
YEAR 2 - 2020 - 2021
YEAR 3- 2021 - 2022
YEAR 4 - 2022 - 2023
YEAR 5 - 2023 - 2024
Note on L5: Weir Adrian: 000394
Note on G18: Weir Adrian: 30/04/2019
Note on L18: Weir Adrian: 25565-3